## RBM 2025 Price Book - Raw Data
Category | SubCategory | Series | Item No | Description | Pack | Carton Qty | 2025 List Price | Disc Code | Nett Buy Price (+GST) | Special Note
Plumbing & Water Distribution | Pressure Reducing Valves | 2581.A | 25810400 | Rinox Plus M G1/2" (15mm) Pressure reducing valve | 1 | 10 | 96 | P1 | 28.8
Plumbing & Water Distribution | Pressure Reducing Valves | 2581.A | 25810500 | Rinox Plus M G3/4" (20mm) Pressure reducing valve | 1 | 10 | 96 | P1 | 28.8
Plumbing & Water Distribution | Pressure Reducing Valves | 2581.A | 25810600 | Rinox Plus M G1" (25mm) Pressure reducing valve | 1 | 4 | 240 | P1 | 72
Plumbing & Water Distribution | Pressure Reducing Valves | 2581.A | 25810700 | Rinox Plus M G1 1/4" (32mm) Pressure reducing valve | 1 | 4 | 340 | P1 | 102
Plumbing & Water Distribution | Pressure Reducing Valves | 2581.A | 25810800 | Rinox Plus M G1 1/2" (40mm) Pressure reducing valve | 1 | 4 | 448 | P1 | 134.4
Plumbing & Water Distribution | Pressure Reducing Valves | 2581.A | 25810900 | Rinox Plus M G2" (50mm) Pressure reducing valve | 1 | 4 | 766 | P1 | 229.8
Plumbing & Water Distribution | Pressure Reducing Valves | 2581.B | 25810490 | Rinox Plus SmartM G1/2" (15mm) Pressure reducing valve with calibration knob | 1 | 6 | 200 | P1 | 60
Plumbing & Water Distribution | Pressure Reducing Valves | 2581.B | 25810590 | Rinox Plus SmartM G3/4" (20mm) Pressure reducing valve with calibration knob | 1 | 6 | 222 | P1 | 66.6
Plumbing & Water Distribution | Pressure Reducing Valves | 2581.B | 25810690 | Rinox Plus SmartM G1" (25mm) Pressure reducing valve with calibration knob | 1 | 6 | 403 | P1 | 120.9
Plumbing & Water Distribution | Pressure Reducing Valves | 2581.B | 25810790 | Rinox Plus SmartM G1 1/4" (32mm) Pressure reducing valve with calibration knob | 1 | 4 | 578 | P1 | 173.4
Plumbing & Water Distribution | Pressure Reducing Valves | 2581.B | 25810890 | Rinox Plus SmartM G1 1/2" (40mm) Pressure reducing valve with calibration knob | 1 | 4 | 727 | P1 | 218.1
Plumbing & Water Distribution | Pressure Reducing Valves | 2581.B | 25810990 | Rinox Plus SmartM G2" (50mm) Pressure reducing valve with calibration knob | 1 | 4 | 1165 | P1 | 349.5
Plumbing & Water Distribution | Pressure Reducing Valves | 87.B | 870470 | Rinox Due FF G1/2" (15mm) Pressure Reducing Valve PN25 | 1 | 20 | 142 | P1 | 42.6
Plumbing & Water Distribution | Pressure Reducing Valves | 87.B | 870570 | Rinox Due FF G3/4" (20mm) Pressure Reducing Valve PN25 | 1 | 20 | 142 | P1 | 42.6
Plumbing & Water Distribution | Pressure Reducing Valves | 87.B | 870670 | Rinox Due FF G1" (25mm) Pressure Reducing Valve PN25 | 1 | 6 | 262 | P1 | 78.6
Plumbing & Water Distribution | Pressure Reducing Valves | 87.B | 870770 | Rinox Due FF G1 1/4" (32mm) Pressure Reducing Valve PN25 | 1 | 6 | 325 | P1 | 97.5
Plumbing & Water Distribution | Pressure Reducing Valves | 87.B | 870870 | Rinox Due FF G1 1/2" (40mm)Pressure Reducing Valve PN25 | 1 | 1 | 366 | P1 | 109.8
Plumbing & Water Distribution | Pressure Reducing Valves | 87.B | 870970 | Rinox Due FF G2" (50mm) Pressure Reducing Valve PN25 | 1 | 1 | 422 | P1 | 126.6
Plumbing & Water Distribution | Pressure Reducing Valves | 51.A | 510495 | Rinox First G1/2" (15mm) Pressure reducing valve FF PN40 | 1 | 6 | 362 | P1 | 108.6
Plumbing & Water Distribution | Pressure Reducing Valves | 51.A | 510595 | Rinox First G3/4" (20mm) Pressure reducing valve FF PN40 | 1 | 6 | 379 | P1 | 113.7
Plumbing & Water Distribution | Pressure Reducing Valves | 51.A | 510695 | Rinox First G1" (25mm) Pressure reducing valve FF PN40 | 1 | 6 | 455 | P1 | 136.5
Plumbing & Water Distribution | Pressure Reducing Valves | 51.A | 510795 | Rinox First G1 1/4" (32mm) Pressure reducing valve FF PN40 | 1 | 4 | 698 | P1 | 209.4
Plumbing & Water Distribution | Pressure Reducing Valves | 51.A | 510895 | Rinox First G1 1/2" (40mm) Pressure reducing valve FF PN40 | 1 | 1 | 885 | P1 | 265.5
Plumbing & Water Distribution | Pressure Reducing Valves | 51.A | 510995 | Rinox First G2" (50mm) Pressure reducing valve FF PN40 | 1 | 1 | 1122 | P1 | 336.6
Plumbing & Water Distribution | Tempering Valves | T08.A | T08T121-15HP | T08 15mm High Performance Tempering Valve With Unions | 1 | 20 | 166 | P1 | 49.8
Plumbing & Water Distribution | Tempering Valves | T08.A | T08T191-20HP | T08 20mm High Performance Tempering Valve With Unions | 1 | 20 | 190 | P1 | 57
Plumbing & Water Distribution | Tempering Valves | T08.B | T08T191-15TMV | RBM T08 20mm Tempering valve with 15mm TMV Isolation Elbows | 1 | 20 | 289 | P1 | 86.7
Plumbing & Water Distribution | Tempering Valves | T08.B | T08T191-20TMV | RBM T08 20mm Tempering valve with 20mm TMV Isolation Elbows | 1 | 20 | 299 | P1 | 89.7
Plumbing & Water Distribution | Thermostatic Mixing Valve | T16.A | T16T121-15TMV | T16 Thermostatic Mixing Valve 15mm high performance | 1 | 20 | 430 | P1 | 129
Plumbing & Water Distribution | Thermostatic Mixing Valve | T16.A | T16T191-20TMV | T16 Thermostatic Mixing Valve 20mm high performance | 1 | 20 | 520 | P1 | 156
Plumbing & Water Distribution | Thermostatic Mixing Valves | T16.B | RBMS-21-0014 | RBM T16 15mm PrePlumbed TMV in Cabinet (3 pipe) | 1 | 4 | 1035 | P1 | 310.5
Plumbing & Water Distribution | Thermostatic Mixing Valves | T16.B | RBMS-21-0015 | RBM T16 15mm PrePlumbed TMV in Cabinet with CW bypass (4 pipe) | 1 | 4 | 1240 | P1 | 372
Plumbing & Water Distribution | Thermostatic Mixing Valves | T16.B | RBMS-21-0019 | RBM T16 20mm PrePlumbed TMV in Cabinet (3 pipe) | 1 | 4 | 1095 | P1 | 328.5
Plumbing & Water Distribution | Thermostatic Mixing Valves | T16.B | RBMS-21-0020 | RBM T16 20mm PrePlumbed TMV in Cabinet with CW bypass (4 pipe) | 1 | 4 | 1310 | P1 | 393
Plumbing & Water Distribution | Thermostatic Mixing Valves | T16.B | RBMS-21-0059 | Stainless Steel Cabinet with removeable face to suit tempering and TMV | 1 | 4 | 550 | P1 | 165
Plumbing & Water Distribution | Thermostatic Mixing Valves | T55 Health | T55T122-15TF | RBM T55 Health 15mm TMV with Thermal Flush | 1 | 20 | 670 | P1 | 201
Plumbing & Water Distribution | Thermostatic Mixing Valves | T55 Health | T55T192-20TF | RBM T55 Health 20mm TMV with Thermal Flush | 1 | 20 | 760 | P1 | 228
Plumbing & Water Distribution | Solar Hot Water Protection Valves | FPV | PT-L0101 | FPV Frost Protection Valve G1/2" (15mm) to suit solar hot water systems | 1 | 60 | 190 | P1 | 57
Plumbing & Water Distribution | Solar Hot Water Protection Valves | D06 | D06T120G-EV | D06 Thermosyphon Arrestor Valve G3/4" + G1/2" | 1 | 15 | 210 | P1 | 63
Plumbing & Water Distribution | Water Conditioning |  | RBM-AF0012MF | ActivFlo SOLO 1/2" shower water conditioner (3-14 lpm) | 1 | 20 | POA | WC1 | 0
Plumbing & Water Distribution | Water Conditioning |  | RBM-AF0038MF | ActivFlo NANO 3/8" commercial water conditioner (1-11 lpm) | 1 | 20 | 299 | WC1 | 179.4
Plumbing & Water Distribution | Water Conditioning |  | RBM-AF0015C | 15mm ActivFlo hard water conditioner compression fittings (3-22 lpm) | 1 | 20 | 639 | WC1 | 383.4
Plumbing & Water Distribution | Water Conditioning |  | RBM-AF0020C | 20mm ActivFlo hard water conditioner compression fittings (22-45 lpm) | 1 | 20 | 749 | WC1 | 449.4
Plumbing & Water Distribution | Water Conditioning |  | RBM-AF0025C | 25mm ActivFlo hard water conditioner compression fittings (45-74 lpm) | 1 | 20 | 1059 | WC1 | 635.4
Plumbing & Water Distribution | Water Conditioning |  | RBM-AF0012T | 1/2" (15mm) ActivFlo hard water conditioner BSP Threaded (3-22 lpm) | 1 | 20 | 639 | WC1 | 383.4
Plumbing & Water Distribution | Water Conditioning |  | RBM-AF0034T | 3/4" (20mm) ActivFlo hard water conditioner BSP Threaded (22-45 lpm) | 1 | 20 | 749 | WC1 | 449.4
Plumbing & Water Distribution | Water Conditioning |  | RBM-AF0100T | 1" (25mm) ActivFlo hard water conditioner BSP Threaded (45-74 lpm) | 1 | 20 | 1059 | WC1 | 635.4
Plumbing & Water Distribution | Water Conditioning |  | RBM-AF0114T | 1-1/4" (32mm) ActivFlo hard water conditioner BSP Threaded (75-117 lpm) | 1 | 1 | 2400 | WC1 | 1440
Plumbing & Water Distribution | Water Conditioning |  | RBM-AF0112T | 1-1/2" (40mm) ActivFlo hard water conditioner BSP Threaded (117-170 lpm) | 1 | 1 | 3010 | WC1 | 1806
Plumbing & Water Distribution | Water Conditioning |  | RBM-AF0200T | 2" (50mm) ActivFlo hard water conditioner BSP Threaded (170-264 lpm) | 1 | 1 | 3600 | WC1 | 2160
Plumbing & Water Distribution | Water Conditioning |  | RBM-AF0212T | 2-1/2" (65mm) ActivFlo hard water conditioner BSP Threaded (264-330 lpm) | 1 | 1 | 7600 | WC1 | 4560
Plumbing & Water Distribution | Water Conditioning |  | RBM-AF0300F | 80mm Flanged ActivFlo hard water conditioner (360-685 lpm) | 1 | 1 | 11920 | WC1 | 7152
Plumbing & Water Distribution | Water Conditioning |  | RBM-AF0400F | 100mm Flanged ActivFlo hard water conditioner (685-1,260 lpm) | 1 | 1 | 13980 | WC1 | 8388
Plumbing & Water Distribution | Water Conditioning |  | RBM-AF0500F | 125mm Flanged ActivFlo hard water conditioner (1,260-1,823 lpm) | 1 | 1 | POA | WC1 | 0
Plumbing & Water Distribution | Water Conditioning |  | RBM-AF0600F | 150mm Flanged ActivFlo hard water conditioner (1,823-3,500 lpm) | 1 | 1 | POA | WC1 | 0
Plumbing & Water Distribution | Service & Accessories | 8167 | 8167003 | Complete cartridge for diaphragm pressure reducing valve 1/2" & 3/4" | 1 | 1 | 75 | P1 | 22.5
Plumbing & Water Distribution | Service & Accessories | 8167 | 8201003 | Complete cartridge for diaphragm pressure reducing valve 1" | 1 | 1 | 151 | P1 | 45.3
Plumbing & Water Distribution | Service & Accessories | 8167 | 8202003 | Complete cartridge for diaphragm pressure reducing valve 1 1/4" | 1 | 1 | 192 | P1 | 57.6
Plumbing & Water Distribution | Service & Accessories | 8167 | 8203003 | Complete cartridge for diaphragm pressure reducing valve 1 1/2" & 2" | 1 | 1 | 206 | P1 | 61.8
Plumbing & Water Distribution | Service & Accessories | 1213 | 1213005 | 1/4" Radial pressure gauge 0-16Bar 50mm to suit Rinox PRVs | 1 | 280 | 37 | P1 | 11.1
Plumbing & Water Distribution | Service & Accessories |  | RBMS-21-0052 | RBM T16 TMV 5-Year service & maintenance kit | 1 | 1 | 199 | P1 | 59.7
H.V.A.C. | Balancing & Control Valves | 619.A | 6190450 | Balancing Valve Threaded G1/2" (15mm) | 1 | 6 | 188 | H1 | 56.4
H.V.A.C. | Balancing & Control Valves | 619.A | 6190550 | Balancing Valve Threaded G3/4" (20mm) | 1 | 6 | 196 | H1 | 58.8
H.V.A.C. | Balancing & Control Valves | 619.A | 6190650 | Balancing Valve Threaded G1" (25mm) | 1 | 6 | 242 | H1 | 72.6
H.V.A.C. | Balancing & Control Valves | 619.A | 6190750 | Balancing Valve Threaded G1 1/4" (32mm) | 1 | 6 | 272 | H1 | 81.6
H.V.A.C. | Balancing & Control Valves | 619.A | 6190850 | Balancing Valve Threaded G1 1/2" (40mm) | 1 | 6 | 411 | H1 | 123.3
H.V.A.C. | Balancing & Control Valves | 619.A | 6190950 | Balancing Valve Threaded G2" (50mm) | 1 | 6 | 627 | H1 | 188.1
H.V.A.C. | Balancing & Control Valves | 619.B | 6191060 | Balancing Valve Flanged DN65 | 1 | 1 | 1605 | H1 | 481.5
H.V.A.C. | Balancing & Control Valves | 619.B | 6191160 | Balancing Valve Flanged DN80 | 1 | 1 | 1845 | H1 | 553.5
H.V.A.C. | Balancing & Control Valves | 619.B | 6191360 | Balancing Valve Flanged DN100 | 1 | 1 | 3220 | H1 | 966
H.V.A.C. | Balancing & Control Valves | 619.B | 6191460 | Balancing Valve Flanged DN125 | 1 | 1 | 4615 | H1 | 1384.5
H.V.A.C. | Balancing & Control Valves | 619.B | 6191560 | Balancing Valve Flanged DN150 | 1 | 1 | 5899 | H1 | 1769.7
H.V.A.C. | Balancing & Control Valves | 619.B | 6191760 | Balancing Valve Flanged DN200 | 1 | 1 | 15129 | H1 | 4538.7
H.V.A.C. | Balancing & Control Valves | 619.B | 6191960 | Balancing Valve Flanged DN250 | 1 | 1 | 20888 | H1 | 6266.4
H.V.A.C. | Balancing & Control Valves | 621 | 6210150 | Pair of pressure plugs - Brass to suit threaded valves | 1 | 10 | 81 | H1 | 24.3
H.V.A.C. | Balancing & Control Valves | 2874.B | 28740450 | Pressure independent control valve. provided with pressure plugs 57-575 L/H G1/2" (15mm) | 1 | 1 | 449 | H1 | 134.7
H.V.A.C. | Balancing & Control Valves | 2874.B | 28740460 | Pressure independent control valve. provided with pressure plugs 64-1110 L/H G1/2" (15mm) | 1 | 1 | 449 | H1 | 134.7
H.V.A.C. | Balancing & Control Valves | 2874.B | 28740550 | Pressure independent control valve. provided with pressure plugs 57-575 L/H G3/4" (20mm) | 1 | 1 | 509 | H1 | 152.7
H.V.A.C. | Balancing & Control Valves | 2874.B | 28740560 | Pressure independent control valve. provided with pressure plugs 64-1110 L/H G3/4" (20mm) | 1 | 1 | 526 | H1 | 157.8
H.V.A.C. | Balancing & Control Valves | 2874.B | 28740650 | Pressure independent control valve. provided with pressure plugs 57-575 L/H G1" (25mm) | 1 | 1 | 643 | H1 | 192.9
H.V.A.C. | Balancing & Control Valves | 2874.B | 28740660 | Pressure independent control valve. provided with pressure plugs 64-1110 L/H G1" (25mm) | 1 | 1 | 643 | H1 | 192.9
H.V.A.C. | FCU Valve Combi Kit | 3717 | 37170500 | Fan Coil Unit (FCU) Valve Combi Kit G3/4" (20mm) 400 lph | 1 | 1 | 1250 | H1 | 375
H.V.A.C. | FCU Valve Combi Kit | 3717 | 37170510 | Fan Coil Unit (FCU) Valve Combi Kit G3/4" (20mm) 700 lph | 1 | 1 | 1250 | H1 | 375
H.V.A.C. | FCU Valve Combi Kit | 3717 | 37170520 | Fan Coil Unit (FCU) Valve Combi Kit G3/4" (20mm) 1300 lph | 1 | 1 | 1250 | H1 | 375
H.V.A.C. | Commissioning Unit | 3566 | 35660000 | Portable Electronic Differential Pressure and Flow Measuring Commissioning Unit | 1 | 1 | 19530 | H1 | 5859
H.V.A.C. | Balancing & Control Valves | 932 | 9320100 | Pair of needle adaptors for pressure measurements | 1 | 1 | 78 | H1 | 23.4
H.V.A.C. | Balancing & Control Valves | 2882 | 28820002 | Electromechanical actuator 24V AC | 1 | 1 | 550 | H1 | 165
H.V.A.C. | Balancing & Control Valves | 2882 | 28820012 | Electromechanical actuator 110-230V AC | 1 | 1 | 650 | H1 | 195
H.V.A.C. | Balancing & Control Valves | 2882 | 28820022 | Electromechanical actuator 24V AC 3 Points | 1 | 1 | 540 | H1 | 162
H.V.A.C. | Balancing & Control Valves | 2881 | 28810012 | Thermo-electric actuator 24V AC/DC | 1 | 1 | 125 | H1 | 37.5
H.V.A.C. | Balancing & Control Valves | 2881 | 28810022 | Thermo-electric actuator 230V AC | 1 | 1 | 125 | H1 | 37.5
H.V.A.C. | Balancing & Control Valves | 2944 | 29440002 | Thermo-electric actuator 230V AC | 1 | 1 | 135 | H1 | 40.5
H.V.A.C. | Balancing & Control Valves | 2944 | 29440012 | Thermo-electric actuator 24V AC | 1 | 1 | 135 | H1 | 40.5
H.V.A.C. | Balancing & Control Valves | 2944 | 29440042 | Thermo-electric actuator 230V AC+Microswitch | 1 | 1 | 195 | H1 | 58.5
H.V.A.C. | Balancing & Control Valves | 2944 | 29440052 | Thermo-electric actuator 24V AC+Microswitch | 1 | 1 | 195 | H1 | 58.5
H.V.A.C. | Dosing Pot |  | CDP-15 | 15L SS HVAC Chemical Dosing Pot | 1 | 1 | 1499 | H1 | 449.7
H.V.A.C. | Automatic Filling Unit - Valve Combi Kit |  | RBMS-21-0006 | Automatic Filling Kit G1/2" (15mm) | 1 | 1 | 610 | H1 | 183
H.V.A.C. | Buffer Tank Gauge Kit |  | RBMS-21-0012 | Buffer tank gauge and airvent kit | 1 | 1 | 1108 | H1 | 332.4
H.V.A.C. | Flow Control Valves | 2874 | 28740410 | Pressure Control Valve G1/2" (15mm) 17-210kPa, 0.100-0.412 m3/hr | 1 | 1 | 475 | H1 | 142.5
H.V.A.C. | Flow Control Valves | 2874 | 28740420 | Pressure Control Valve G1/2" (15mm) 17-210kPa, 0.157-0.609 m3/hr | 1 | 1 | 475 | H1 | 142.5
H.V.A.C. | Flow Control Valves | 2874 | 28740430 | Pressure Control Valve G1/2" (15mm) 17-200kPa, 0.275-0.825 m3/hr | 1 | 1 | 475 | H1 | 142.5
H.V.A.C. | Flow Control Valves | 2874 | 28740440 | Pressure Control Valve G1/2" (15mm) 30-400kPa, 0.406-1.270 m3/hr | 1 | 1 | 475 | H1 | 142.5
H.V.A.C. | Flow Control Valves | 2874 | 28740510 | Pressure Control Valve G3/4" (20mm) 17-210kPa, 0.100-0.412 m3/hr | 1 | 1 | 505 | H1 | 151.5
H.V.A.C. | Flow Control Valves | 2874 | 28740520 | Pressure Control Valve G3/4" (20mm) 17-210kPa, 0.157-0.609 m3/hr | 1 | 1 | 505 | H1 | 151.5
H.V.A.C. | Flow Control Valves | 2874 | 28740530 | Pressure Control Valve G3/4" (20mm) 17-200kPa, 0.275-0.825 m3/hr | 1 | 1 | 505 | H1 | 151.5
H.V.A.C. | Flow Control Valves | 2874 | 28740540 | Pressure Control Valve G3/4" (20mm) 30-400kPa, 0.406-1.270 m3/hr | 1 | 1 | 505 | H1 | 151.5
H.V.A.C. | Flow Control Valves | 2874 | 28740610 | Pressure Control Valve G1" (25mm) 17-210kPa, 0.100-0.412 m3/hr | 1 | 1 | 532 | H1 | 159.6
H.V.A.C. | Flow Control Valves | 2874 | 28740620 | Pressure Control Valve G1" (25mm) 17-210kPa, 0.157-0.609 m3/hr | 1 | 1 | 532 | H1 | 159.6
H.V.A.C. | Flow Control Valves | 2874 | 28740630 | Pressure Control Valve G1" (25mm) 17-200kPa, 0.275-0.825 m3/hr | 1 | 1 | 532 | H1 | 159.6
H.V.A.C. | Flow Control Valves | 2874 | 28740640 | Pressure Control Valve G1" (25mm) 30-400kPa, 0.406-1.270 m3/hr | 1 | 1 | 532 | H1 | 159.6
Climate Comfort & Heating | Pipes & Positioning Boards | 3841.B | 38412010 | Kilma Futura SP20 1200x800 High efficiency insulation panel for dry installations |  |  | 275 | C1 | 82.5 | Freight charges applicable on this product.
Climate Comfort & Heating | Pipes & Positioning Boards | 3841.B | 38412510 | Kilma Futura SP25 1200x800 High efficiency insulation panel for dry installations |  |  | 245 | C1 | 73.5 | Freight charges applicable on this product.
Climate Comfort & Heating | Pipes & Positioning Boards | 3841.B | 38413310 | Kilma Futura SP33 1200x800 High efficiency insulation panel for dry installations |  |  | 268 | C1 | 80.4 | Freight charges applicable on this product.
Climate Comfort & Heating | Pipes & Positioning Boards | 3841.B | 38414810 | Kilma Futura SP48 1200x800 High efficiency insulation panel for dry installations |  |  | 330 | C1 | 99 | Freight charges applicable on this product.
Climate Comfort & Heating | Pipes & Positioning Boards | 2517 | 25171612 | Hi-Performance Plus 16X2,0 R120M 4-Layer Polyethylene pipe |  |  | 3.7 | C1 | 1.11 | Freight charges applicable on this product.
Climate Comfort & Heating | Pipes & Positioning Boards | 2517 | 25171602 | Hi-Performance Plus 16X2,0 R240M 4-Layer Polyethylene pipe |  |  | 3.6 | C1 | 1.08 | Freight charges applicable on this product.
Climate Comfort & Heating | Pipes & Positioning Boards | 2517 | 25171622 | Hi-Performance Plus 16X2,0 R600M 4-Layer Polyethylene pipe |  |  | 3.5 | C1 | 1.05 | Freight charges applicable on this product.
Climate Comfort & Heating | Pipes & Positioning Boards | 2517 | 25171712 | Hi-Performance Plus 17X2,0 R120M 4-Layer Polyethylene pipe |  |  | 4.1 | C1 | 1.23 | Freight charges applicable on this product.
Climate Comfort & Heating | Pipes & Positioning Boards | 2517 | 25171702 | Hi-Performance Plus 17X2,0 R240M 4-Layer Polyethylene pipe |  |  | 3.9 | C1 | 1.17 | Freight charges applicable on this product.
Climate Comfort & Heating | Pipes & Positioning Boards | 2517 | 25171722 | Hi-Performance Plus 17X2,0 R600M 4-Layer Polyethylene pipe |  |  | 3.7 | C1 | 1.11 | Freight charges applicable on this product.
Climate Comfort & Heating | Pipes & Positioning Boards | 2517 | 25172002 | Hi-Performance Plus 20X2,0 R240M 4-Layer Polyethylene pipe |  |  | 5.9 | C1 | 1.77 | Freight charges applicable on this product.
Climate Comfort & Heating | Pipes & Positioning Boards | 2517 | 25172032 | Hi-Performance Plus 20X2,0 R500M 4-Layer Polyethylene pipe |  |  | 5.7 | C1 | 1.71 | Freight charges applicable on this product.
Climate Comfort & Heating | Pipes & Positioning Boards | 464 | 4640802 | Kilma Flex Pe-Xc pipe 8x1 1,000m roll |  |  | 2.9 | C1 | 0.87 | Freight charges applicable on this product.
Climate Comfort & Heating | Pipes & Positioning Boards | 464 | 4641002 | Kilma Flex Pe-Xc pipe 10x,12 1,000m roll |  |  | 3 | C1 | 0.9 | Freight charges applicable on this product.
Climate Comfort & Heating | Pipes & Positioning Boards | 464 | 4641602 | Kilma Flex Pe-Xc pipe 16x2 120m roll |  |  | 4.55 | C1 | 1.365 | Freight charges applicable on this product.
Climate Comfort & Heating | Pipes & Positioning Boards | 464 | 4641612 | Kilma Flex Pe-Xc pipe 16x2 240m roll |  |  | 4.55 | C1 | 1.365 | Freight charges applicable on this product.
Climate Comfort & Heating | Pipes & Positioning Boards | 464 | 4641622 | Kilma Flex Pe-Xc pipe 16x2 600m roll |  |  | 4.55 | C1 | 1.365 | Freight charges applicable on this product.
Climate Comfort & Heating | Pipes & Positioning Boards | 464 | 4641712 | Kilma Flex Pe-Xc pipe 17x2 120m roll |  |  | 5.9 | C1 | 1.77 | Freight charges applicable on this product.
Climate Comfort & Heating | Pipes & Positioning Boards | 464 | 4641702 | Kilma Flex Pe-Xc pipe 17x2 240m roll |  |  | 5.8 | C1 | 1.74 | Freight charges applicable on this product.
Climate Comfort & Heating | Pipes & Positioning Boards | 464 | 4641722 | Kilma Flex Pe-Xc pipe 17x2 600m roll |  |  | 5.7 | C1 | 1.71 | Freight charges applicable on this product.
Climate Comfort & Heating | Pipes & Positioning Boards | 464 | 4642002 | Kilma Flex Pe-Xc pipe 20x2 240m roll |  |  | 8 | C1 | 2.4 | Freight charges applicable on this product.
Climate Comfort & Heating | Pipes & Positioning Boards | 464 | 4642032 | Kilma Flex Pe-Xc pipe 20x2 500m roll |  |  | 7.9 | C1 | 2.37 | Freight charges applicable on this product.
Climate Comfort & Heating | Pipes & Positioning Boards | 464 | 4642502 | Kilma Flex Pe-Xc pipe 25x2,3 240m roll |  |  | 14 | C1 | 4.2 | Freight charges applicable on this product.
Climate Comfort & Heating | Pipes & Positioning Boards | 464 | 4642522 | Kilma Flex Pe-Xc pipe 25x2,3 310m roll |  |  | 13.9 | C1 | 4.17 | Freight charges applicable on this product.
Climate Comfort & Heating | Pipes & Positioning Boards | 2009 | 20091702 | Kilma Flex Pe-Xa pipe 17x2 600m roll |  |  | 6.55 | C1 | 1.965 | Freight charges applicable on this product.
Climate Comfort & Heating | Pipes & Positioning Boards | 2009 | 20092002 | Kilma Flex Pe-Xa pipe 20x2 500m roll |  |  | 7.95 | C1 | 2.385 | Freight charges applicable on this product.
Climate Comfort & Heating | Pipes & Positioning Boards | 1484 | 14841622 | Kilma Flex Pe-RT pipe 16x2 120m roll |  |  | 3.5 | C1 | 1.05 | Freight charges applicable on this product.
Climate Comfort & Heating | Pipes & Positioning Boards | 1484 | 14841632 | Kilma Flex Pe-RT pipe 16x2 240m roll |  |  | 3.5 | C1 | 1.05 | Freight charges applicable on this product.
Climate Comfort & Heating | Pipes & Positioning Boards | 1484 | 14841602 | Kilma Flex Pe-RT pipe 16x2 600m roll |  |  | 3.5 | C1 | 1.05 | Freight charges applicable on this product.
Climate Comfort & Heating | Pipes & Positioning Boards | 1484 | 14841712 | Kilma Flex Pe-RT pipe 17x2 120m roll |  |  | 4.5 | C1 | 1.35 | Freight charges applicable on this product.
Climate Comfort & Heating | Pipes & Positioning Boards | 1484 | 14841702 | Kilma Flex Pe-RT pipe 17x2 240m roll |  |  | 4.4 | C1 | 1.32 | Freight charges applicable on this product.
Climate Comfort & Heating | Pipes & Positioning Boards | 1484 | 14841722 | Kilma Flex Pe-RT pipe 17x2 600m roll |  |  | 4.3 | C1 | 1.29 | Freight charges applicable on this product.
Climate Comfort & Heating | Pipes & Positioning Boards | 1484 | 14842002 | Kilma Flex Pe-RT pipe 20x2 500m roll |  |  | 6.1 | C1 | 1.83 | Freight charges applicable on this product.
Climate Comfort & Heating | Pipes & Positioning Boards | 1484 | 14842512 | Kilma Flex Pe-RT pipe 25x2,3 240m roll |  |  | 8.6 | C1 | 2.58 | Freight charges applicable on this product.
Climate Comfort & Heating | Pipes & Positioning Boards | 1484 | 14842502 | Kilma Flex Pe-RT pipe 25x2,3 310m roll |  |  | 8.5 | C1 | 2.55 | Freight charges applicable on this product.
Climate Comfort & Heating | Pipes & Positioning Boards | 1361 | 13611000 | Kilma Super-Strong Position Board 1300 x 800 x 33 |  |  | 57.5 | C1 | 17.25 | Freight charges applicable on this product.
Climate Comfort & Heating | Pipes & Positioning Boards | 1361 | 13611800 | Kilma Super-Strong Position Board 1300 x 800 x 40 |  |  | 65 | C1 | 19.5 | Freight charges applicable on this product.
Climate Comfort & Heating | Pipes & Positioning Boards | 1361 | 13612800 | Kilma Super-Strong Position Board 1300 x 800 x 50 |  |  | 82 | C1 | 24.6 | Freight charges applicable on this product.
Climate Comfort & Heating | Pipes & Positioning Boards | 1361 | 13614200 | Kilma Super-Strong Position Board 1300 x 800 x 65 |  |  | 94 | C1 | 28.2 | Freight charges applicable on this product.
Climate Comfort & Heating | Pipes & Positioning Boards | 1361 | 13615000 | Kilma Super-Strong Position Board 1300 x 800 x 73 |  |  | 108 | C1 | 32.4 | Freight charges applicable on this product.
Climate Comfort & Heating | Pipes & Positioning Boards | 469 | 4690002 | Fastener clip tool |  |  | 1890 | C1 | 567 | Freight charges applicable on this product.
Climate Comfort & Heating | Pipes & Positioning Boards | 603 | 6031812 | 90deg Bend former to suit 17mm pipe |  |  | 7 | C1 | 2.1 | Freight charges applicable on this product.
Climate Comfort & Heating | Pipes & Positioning Boards | 603 | 6032012 | 90deg Bend former to suit 20mm pipe |  |  | 9 | C1 | 2.7 | Freight charges applicable on this product.
Climate Comfort & Heating | Pipes & Positioning Boards | 603 | 6032502 | 90deg Bend former to suit 25mm pipe |  |  | 10.5 | C1 | 3.15 | Freight charges applicable on this product.
Climate Comfort & Heating | Pipes & Positioning Boards | 667 | 6670000 | Universal unwinder for pipe coils |  |  | 1335 | C1 | 400.5 | Freight charges applicable on this product.
Climate Comfort & Heating | Pipes & Positioning Boards | 1938 | 19381300 | Kilma Bull Insulating Panel SP13 1200X800X33 |  |  | 70 | C1 | 21 | Freight charges applicable on this product.
Climate Comfort & Heating | Pipes & Positioning Boards | 1938 | 19382500 | Kilma Bull Insulating Panel SP25 1200X800X45 |  |  | 80 | C1 | 24 | Freight charges applicable on this product.
Climate Comfort & Heating | Pipes & Positioning Boards | 1938 | 19384000 | Kilma Bull Insulating Panel SP40 1200X800X60 |  |  | 98 | C1 | 29.4 | Freight charges applicable on this product.
Climate Comfort & Heating | Pipes & Positioning Boards | 1978 | 19782002 | Kilma Roll Rolled Panel SP20MM |  |  | 76 | C1 | 22.8 | Freight charges applicable on this product.
Climate Comfort & Heating | Pipes & Positioning Boards | 1978 | 19783002 | Kilma Roll Rolled Panel SP30MM |  |  | 88 | C1 | 26.4 | Freight charges applicable on this product.
Climate Comfort & Heating | Pipes & Positioning Boards | 1978 | 19784002 | Kilma Roll Rolled Panel SP40MM |  |  | 102 | C1 | 30.6 | Freight charges applicable on this product.
Climate Comfort & Heating | Pipes & Positioning Boards | 1978 | 19785002 | Kilma Roll Rolled Panel SP50MM |  |  | 118 | C1 | 35.4 | Freight charges applicable on this product.
Climate Comfort & Heating | Manifolds & Accessories | 1410.D | 14100620 | Polymer compact manifold kit 1" (25mm) 2+2 Ways | 1 | 1 | 659 | C1 | 197.7 | Freight charges applicable on this product.
Climate Comfort & Heating | Manifolds & Accessories | 1410.D | 14110620 | Polymer compact manifold kit 1" (25mm) 3+3 Ways | 1 | 1 | 748 | C1 | 224.4 | Freight charges applicable on this product.
Climate Comfort & Heating | Manifolds & Accessories | 1410.D | 14120620 | Polymer compact manifold kit 1" (25mm) 4+4 Ways | 1 | 1 | 820 | C1 | 246 | Freight charges applicable on this product.
Climate Comfort & Heating | Manifolds & Accessories | 1410.D | 14130620 | Polymer compact manifold kit 1" (25mm) 5+5 Ways | 1 | 1 | 899 | C1 | 269.7 | Freight charges applicable on this product.
Climate Comfort & Heating | Manifolds & Accessories | 1410.D | 14140620 | Polymer compact manifold kit 1" (25mm) 6+6 Ways | 1 | 1 | 969 | C1 | 290.7 | Freight charges applicable on this product.
Climate Comfort & Heating | Manifolds & Accessories | 1410.D | 14150620 | Polymer compact manifold kit 1" (25mm) 7+7 Ways | 1 | 1 | 1058 | C1 | 317.4 | Freight charges applicable on this product.
Climate Comfort & Heating | Manifolds & Accessories | 1410.D | 14160620 | Polymer compact manifold kit 1" (25mm) 8+8 Ways | 1 | 1 | 1140 | C1 | 342 | Freight charges applicable on this product.
Climate Comfort & Heating | Manifolds & Accessories | 1410.D | 14170620 | Polymer compact manifold kit 1" (25mm) 9+9 Ways | 1 | 1 | 1215 | C1 | 364.5 | Freight charges applicable on this product.
Climate Comfort & Heating | Manifolds & Accessories | 1410.D | 14180620 | Polymer compact manifold kit 1" (25mm) 10+10 Ways | 1 | 1 | 1298 | C1 | 389.4 | Freight charges applicable on this product.
Climate Comfort & Heating | Manifolds & Accessories | 1410.D | 14190620 | Polymer compact manifold kit 1" (25mm) 11+11 Ways | 1 | 1 | 1598 | C1 | 479.4 | Freight charges applicable on this product.
Climate Comfort & Heating | Manifolds & Accessories | 1410.D | 14200620 | Polymer compact manifold kit 1" (25mm) 12+12 Ways | 1 | 1 | 1664 | C1 | 499.2 | Freight charges applicable on this product.
Climate Comfort & Heating | Manifolds & Accessories | 1410.D | 14201320 | Polymer compact manifold kit 1" (25mm) 13+13 Ways | 1 | 1 | 1756 | C1 | 526.8 | Freight charges applicable on this product.
Climate Comfort & Heating | Manifolds & Accessories | 1410.D | 14201420 | Polymer compact manifold kit 1" (25mm) 14+14 Ways | 1 | 1 | 1855 | C1 | 556.5 | Freight charges applicable on this product.
Climate Comfort & Heating | Manifolds & Accessories | 1410.D | 2171660 | Polymer Fitting *16x2 | 10 | 100 | 17.1 | C1 | 5.13 | Freight charges applicable on this product.
Climate Comfort & Heating | Manifolds & Accessories | 1002.C | 10020640 | Polymer compact manifold kit 2+2 way with anti-condensation jacket 1" | 1 | 1 | 1066 | C1 | 319.8 | Freight charges applicable on this product.
Climate Comfort & Heating | Manifolds & Accessories | 1002.C | 10030640 | Polymer compact manifold kit 3+3 way with anti-condensation jacket 1" | 1 | 1 | 1178 | C1 | 353.4 | Freight charges applicable on this product.
Climate Comfort & Heating | Manifolds & Accessories | 1002.C | 10040640 | Polymer compact manifold kit 4+4 way with anti-condensation jacket 1" | 1 | 1 | 1282 | C1 | 384.6 | Freight charges applicable on this product.
Climate Comfort & Heating | Manifolds & Accessories | 1002.C | 10050640 | Polymer compact manifold kit 5+5 way with anti-condensation jacket 1" | 1 | 1 | 1412 | C1 | 423.6 | Freight charges applicable on this product.
Climate Comfort & Heating | Manifolds & Accessories | 1002.C | 10060640 | Polymer compact manifold kit 6+6 way with anti-condensation jacket 1" | 1 | 1 | 1520 | C1 | 456 | Freight charges applicable on this product.
Climate Comfort & Heating | Manifolds & Accessories | 1002.C | 10070640 | Polymer compact manifold kit 7+7 way with anti-condensation jacket 1" | 1 | 1 | 1625 | C1 | 487.5 | Freight charges applicable on this product.
Climate Comfort & Heating | Manifolds & Accessories | 1002.C | 10080640 | Polymer compact manifold kit 8+8 way with anti-condensation jacket 1" | 1 | 1 | 1740 | C1 | 522 | Freight charges applicable on this product.
Climate Comfort & Heating | Manifolds & Accessories | 1002.C | 10090640 | Polymer compact manifold kit 9+9 way with anti-condensation jacket 1" | 1 | 1 | 1840 | C1 | 552 | Freight charges applicable on this product.
Climate Comfort & Heating | Manifolds & Accessories | 1002.C | 10100640 | Polymer compact manifold kit 10+10 way with anti-condensation jacket 1" | 1 | 1 | 1920 | C1 | 576 | Freight charges applicable on this product.
Climate Comfort & Heating | Manifolds & Accessories | 1002.C | 10110640 | Polymer compact manifold kit 11+11 way with anti-condensation jacket 1" | 1 | 1 | 2088 | C1 | 626.4 | Freight charges applicable on this product.
Climate Comfort & Heating | Manifolds & Accessories | 1002.C | 10120640 | Polymer compact manifold kit 12+12 way with anti-condensation jacket 1" | 1 | 1 | 2590 | C1 | 777 | Freight charges applicable on this product.
Climate Comfort & Heating | Manifolds & Accessories | 1002.C | 10130640 | Polymer compact manifold kit 13+13 way with anti-condensation jacket 1" | 1 | 1 | 2729 | C1 | 818.7 | Freight charges applicable on this product.
Climate Comfort & Heating | Manifolds & Accessories | 217.B | 2171660 | Compression Fitting for Polyethylene pipe 16x2 | 10 | 100 | 16.5 | C1 | 4.95 | Freight charges applicable on this product.
Climate Comfort & Heating | Manifolds & Accessories | 217.B | 2171700 | Compression Fitting for Polyethylene pipe 17x2 | 10 | 100 | 18 | C1 | 5.4 | Freight charges applicable on this product.
Climate Comfort & Heating | Manifolds & Accessories | 217.B | 2172000 | Compression Fitting for Polyethylene pipe 20x2 | 10 | 100 | 24 | C1 | 7.2 | Freight charges applicable on this product.
Climate Comfort & Heating | Manifolds & Accessories | 224.B | 2241600 | Compression Fitting for Multilayer pipe 16x2 | 10 | 100 | 17 | C1 | 5.1 | Freight charges applicable on this product.
Climate Comfort & Heating | Manifolds & Accessories | 224.B | 2242000 | Compression Fitting for Multilayer pipe 20x2 | 10 | 100 | 22 | C1 | 6.6 | Freight charges applicable on this product.
Climate Comfort & Heating | Manifolds & Accessories | 208 | 2080510 | Flow metre G3/4" 0 to 5 lpm | 10 | 10 | 120 | C1 | 36
Climate Comfort & Heating | Manifolds & Accessories |  | RBMS-21-0066 | Adjustable manifold stand | 1 | 1 | 530 | C1 | 159 | Freight charges applicable on this product.
Climate Comfort & Heating | Manifolds & Accessories | 306 | 3060002 | Thermo-Electrical Servo Motor 230V AC | 1 | 1 | 89 | C1 | 26.7 | Freight charges applicable on this product.
Climate Comfort & Heating | Manifolds & Accessories | 306 | 3060012 | Thermo-Electrical Servo Motor 24V AC | 1 | 1 | 89 | C1 | 26.7 | Freight charges applicable on this product.
Climate Comfort & Heating | Manifolds & Accessories | 306 | 3060042 | Thermo-Electrical Servo Motor 230V AC with Auxillary Microswitch | 1 | 1 | 109 | C1 | 32.7 | Freight charges applicable on this product.
Climate Comfort & Heating | Manifolds & Accessories | 306 | 3060052 | Thermo-Electrical Servo Motor 24V AC with Auxillary Microswitch | 1 | 1 | 109 | C1 | 32.7 | Freight charges applicable on this product.
Climate Comfort & Heating | Mixing & Distribution Units | 1531.A | 15310671 | Kilma ECO-RF-AT Polymer fixed point mixing unit for high and low temp | 1 | 1 | 3090 | C1 | 927 | Freight charges applicable on this product.
Climate Comfort & Heating | Mixing & Distribution Units | 1531.B | 15310651 | Kilma ECO-RF Polymer fixed point mixing unit for low temp | 1 | 1 | 2620 | C1 | 786 | Freight charges applicable on this product.
Climate Comfort & Heating | Mixing & Distribution Units | 3523 | 35230651 | Kilma ECOMIX RF50 series Fixed Point mixing unit | 1 | 1 | 2455 | C1 | 736.5 | Freight charges applicable on this product.
Climate Comfort & Heating | Mixing & Distribution Units | 3523 | 35230637 | Kilma ECOMIX RF37 series Fixed Point mixing unit | 1 | 1 | 2099 | C1 | 629.7 | Freight charges applicable on this product.
Climate Comfort & Heating | Mixing & Distribution Units | 3195 | 31950602 | Multimix booster unit DN25 2-Zones | 1 | 1 | 1740 | C1 | 522 | Freight charges applicable on this product.
Climate Comfort & Heating | Mixing & Distribution Units | 3195 | 31960602 | Multimix booster unit DN25 3-Zones | 1 | 1 | 2230 | C1 | 669 | Freight charges applicable on this product.
Climate Comfort & Heating | Mixing & Distribution Units | 3197 | 31970602 | RD Direct Booster Unit DN25 | 1 | 1 | 1950 | C1 | 585 | Freight charges applicable on this product.
Climate Comfort & Heating | Mixing & Distribution Units | 3198 | 31980600 | RF MIX B.T Mixing Unit - Low Temperature Fixed Point | 1 | 1 | 3420 | C1 | 1026 | Freight charges applicable on this product.
Climate Comfort & Heating | Mixing & Distribution Units | 3198 | 31980610 | RF MIX A.T Mixing Unit - High Temperature Fixed Point | 1 | 1 | 3860 | C1 | 1158 | Freight charges applicable on this product.
Climate Comfort & Heating | Mixing & Distribution Units | 3199 | 31990602 | RM MIX Mixing Unit DN25 | 1 | 1 | 2320 | C1 | 696 | Freight charges applicable on this product.
Climate Comfort & Heating | Mixing & Distribution Units | 3219 | 32190702 | Multimix S32 Hydraulic Separator | 1 | 1 | 3140 | C1 | 942 | Freight charges applicable on this product.
Climate Comfort & Heating | Mixing & Distribution Units | 3222 | 32220702 | Insulated pipe kit to connect Multimix 2-3 Ways | 1 | 1 | 855 | C1 | 256.5 | Freight charges applicable on this product.
Climate Comfort & Heating | Mixing & Distribution Units | 3222 | 32220712 | Insulated pipe kit to connect Multimix 4-5 Ways | 1 | 1 | 970 | C1 | 291 | Freight charges applicable on this product.
Climate Comfort & Heating | Mixing & Distribution Units | 3223 | 32230702 | Multimix C32 Zone Manifold 2 Ways | 1 | 1 | 2300 | C1 | 690 | Freight charges applicable on this product.
Climate Comfort & Heating | Mixing & Distribution Units | 3223 | 32240702 | Multimix C32 Zone Manifold 3 Ways | 1 | 1 | 3090 | C1 | 927 | Freight charges applicable on this product.
Climate Comfort & Heating | Mixing & Distribution Units | 3223 | 32250702 | Multimix C32 Zone Manifold 4 Ways | 1 | 1 | 4470 | C1 | 1341 | Freight charges applicable on this product.
Climate Comfort & Heating | Mixing & Distribution Units | 3223 | 32260702 | Multimix C32 Zone Manifold 5 Ways | 1 | 1 | 5820 | C1 | 1746 | Freight charges applicable on this product.
Climate Comfort & Heating | Mixing & Distribution Units | 3227 | 32270002 | Wall support kit for Multimix C32 | 1 | 1 | 190 | C1 | 57 | Freight charges applicable on this product.
Climate Comfort & Heating | Mixing & Distribution Units | 3228 | 32280702 | RD32 Direct Booster Unit DN32 | 1 | 1 | 3226 | C1 | 967.8 | Freight charges applicable on this product.
Climate Comfort & Heating | Mixing & Distribution Units | 3229 | 32290702 | RM MIX Mixing Unit DN32 | 1 | 1 | 4145 | C1 | 1243.5 | Freight charges applicable on this product.
Climate Comfort & Heating | Mixing & Distribution Units | 3234 | 32340602 | RD25 Direct Booster Unit DN25 High Temp Unit | 1 | 1 | 2999 | C1 | 899.7 | Freight charges applicable on this product.
Climate Comfort & Heating | Mixing & Distribution Units | 3235 | 32350600 | RF25 CONT B.T Mixing Unit - Low Temperature Fixed Point | 1 | 1 | 4290 | C1 | 1287 | Freight charges applicable on this product.
Climate Comfort & Heating | Mixing & Distribution Units | 3235 | 32350610 | RF25 CONT A.T Mixing Unit - High Temperature Fixed Point | 1 | 1 | 4650 | C1 | 1395 | Freight charges applicable on this product.
Climate Comfort & Heating | Mixing & Distribution Units | 3236 | 32360602 | RM25 Climatic Booster Unit | 1 | 1 | 3680 | C1 | 1104 | Freight charges applicable on this product.
Climate Comfort & Heating | Automatic Filling Valve | 3856 | 38560400 | SmartFiller M with gauge automatic filling unit G1/2" (15mm) PN16 | 1 | 6 | 223 | C1 | 66.9
Climate Comfort & Heating | Automatic Filling Valve | 3856 | 38560490 | SmartFiller M without gauge automatic filling unit G1/2" (15mm) PN16 | 1 | 6 | 196 | C1 | 58.8
Climate Comfort & Heating | Safety Relief Valve Kit | 47 | 470610 | Kombiluft Safety unit G1" 3Bar safety valve | 1 | 4 | 270 | C1 | 81
Climate Comfort & Heating | Antifreeze Valve | 4093 | 40930600 | Zerofrost Antifreeze valve for heat pumps 1" | 1 | 1 | 599 | C1 | 179.7
Climate Comfort & Heating | Antifreeze Valve | 4093 | 40930700 | Zerofrost Antifreeze valve for heat pumps 1-1/4" | 1 | 1 | 629 | C1 | 188.7
Climate Comfort & Heating | Bypass Valves | 124 | 1240500 | Differential Pressure Bypass Valve 20mm | 1 | 10 | 128 | C1 | 38.4
Climate Comfort & Heating | Bypass Valves | 124 | 1240600 | Differential Pressure Bypass Valve 25mm | 1 | 10 | 219 | C1 | 65.7
Climate Comfort & Heating | Bypass Valves | 124 | 1240700 | Differential Pressure Bypass Valve 32mm | 1 | 5 | 285 | C1 | 85.5
Climate Comfort & Heating | Zilmet Expansion Vessels | Cal-Pro | ZIL-1300000400 | Zilmet Expansion Tank Cal-Pro 4 Litre - 5Bar max working pressure - preset 1.5Bar | 1 | 1 | 130 | ZIL1 | 91 | Freight charges applicable on this product.
Climate Comfort & Heating | Zilmet Expansion Vessels | Cal-Pro | ZIL-1300000800 | Zilmet Expansion Tank Cal-Pro 8 Litre - 5Bar max working pressure - preset 1.5Bar | 1 | 1 | 135 | ZIL1 | 94.5 | Freight charges applicable on this product.
Climate Comfort & Heating | Zilmet Expansion Vessels | Cal-Pro | ZIL-1300001200 | Zilmet Expansion Tank Cal-Pro 12 Litre - 4Bar max working pressure - preset 1.5Bar | 1 | 1 | 155 | ZIL1 | 108.5 | Freight charges applicable on this product.
Climate Comfort & Heating | Zilmet Expansion Vessels | Cal-Pro | ZIL-1300001800 | Zilmet Expansion Tank Cal-Pro 18 Litre - 4Bar max working pressure - preset 1.5Bar | 1 | 1 | 170 | ZIL1 | 119 | Freight charges applicable on this product.
Climate Comfort & Heating | Zilmet Expansion Vessels | Cal-Pro | ZIL-1300002400 | Zilmet Expansion Tank Cal-Pro 25 Litre - 4Bar max working pressure - preset 1.5Bar | 1 | 1 | 205 | ZIL1 | 143.5 | Freight charges applicable on this product.
Climate Comfort & Heating | Zilmet Expansion Vessels | Cal-Pro | ZIL-1300003500 | Zilmet Expansion Tank Cal-Pro 35 Litre - 4Bar max working pressure - preset 1.5Bar | 1 | 1 | 305 | ZIL1 | 213.5 | Freight charges applicable on this product.
Climate Comfort & Heating | Zilmet Expansion Vessels | Cal-Pro | ZIL-1300003503 | Zilmet Expansion Tank Cal-Pro 35 Litre with Feet - 4Bar max working pressure - preset 1.5Bar | 1 | 1 | 325 | ZIL1 | 227.5 | Freight charges applicable on this product.
Climate Comfort & Heating | Zilmet Expansion Vessels | Cal-Pro | ZIL-1300005000 | Zilmet Expansion Tank Cal-Pro 50 Litre - 4Bar max working pressure - preset 1.5Bar | 1 | 1 | 365 | ZIL1 | 255.5 | Freight charges applicable on this product.
Climate Comfort & Heating | Zilmet Expansion Vessels | Cal-Pro | ZIL-1300005003 | Zilmet Expansion Tank Cal-Pro 50 Litre with Feet - 4Bar max working pressure - preset 1.5Bar | 1 | 1 | 430 | ZIL1 | 301 | Freight charges applicable on this product.
Climate Comfort & Heating | Zilmet Expansion Vessels | Cal-Pro | ZIL-1300008000 | Zilmet Expansion Tank Cal-Pro 80 Litre - 6Bar max working pressure - preset 2Bar | 1 | 1 | 572 | ZIL1 | 400.4 | Freight charges applicable on this product.
Climate Comfort & Heating | Zilmet Expansion Vessels | Cal-Pro | ZIL-1300010500 | Zilmet Expansion Tank Cal-Pro 105 Litre - 6Bar max working pressure - preset 2Bar | 1 | 1 | 795 | ZIL1 | 556.5 | Freight charges applicable on this product.
Climate Comfort & Heating | Zilmet Expansion Vessels | Cal-Pro | ZIL-1300015000 | Zilmet Expansion Tank Cal-Pro 150 Litre - 6Bar max working pressure - preset 2Bar | 1 | 1 | 999 | ZIL1 | 699.3 | Freight charges applicable on this product.
Climate Comfort & Heating | Zilmet Expansion Vessels | Cal-Pro | ZIL-1300020000 | Zilmet Expansion Tank Cal-Pro 200 Litre - 6Bar max working pressure - preset 2.5Bar | 1 | 1 | 1295 | ZIL1 | 906.5 | Freight charges applicable on this product.
Climate Comfort & Heating | Zilmet Expansion Vessels | Cal-Pro | ZIL-1300025000 | Zilmet Expansion Tank Cal-Pro 250 Litre - 6Bar max working pressure - preset 2.5Bar | 1 | 1 | 1595 | ZIL1 | 1116.5 | Freight charges applicable on this product.
Climate Comfort & Heating | Zilmet Expansion Vessels | Cal-Pro | ZIL-1300030000 | Zilmet Expansion Tank Cal-Pro 300 Litre - 6Bar max working pressure - preset 2.5Bar | 1 | 1 | 1915 | ZIL1 | 1340.5 | Freight charges applicable on this product.
Climate Comfort & Heating | Zilmet Expansion Vessels | Cal-Pro | ZIL-1300040000 | Zilmet Expansion Tank Cal-Pro 400 Litre - 6Bar max working pressure - preset 2.5Bar | 1 | 1 | 2660 | ZIL1 | 1862 | Freight charges applicable on this product.
Climate Comfort & Heating | Zilmet Expansion Vessels | Cal-Pro | ZIL-1300050000 | Zilmet Expansion Tank Cal-Pro 500 Litre - 6Bar max working pressure - preset 2.5Bar | 1 | 1 | 3350 | ZIL1 | 2345 | Freight charges applicable on this product.
Climate Comfort & Heating | Zilmet Expansion Vessels | Cal-Pro | ZIL-1300060000 | Zilmet Expansion Tank Cal-Pro 600 Litre - 6Bar max working pressure - preset 2.5Bar | 1 | 1 | 4230 | ZIL1 | 2961 | Freight charges applicable on this product.
Climate Comfort & Heating | Zilmet Expansion Vessels | Ultra-Pro | ZIL-1100002418 | Zilmet Expansion Tank Ultra-Pro 24 Litre - 10Bar max working pressure - preset 1.5Bar | 1 | 1 | 180 | ZIL1 | 126 | Freight charges applicable on this product.
Climate Comfort & Heating | Zilmet Expansion Vessels | Ultra-Pro | ZIL-1100005004 | Zilmet Expansion Tank Ultra-Pro 50 Litre - 10Bar max working pressure - preset 1.5Bar | 1 | 1 | 615 | ZIL1 | 430.5 | Freight charges applicable on this product.
Climate Comfort & Heating | Zilmet Expansion Vessels | Ultra-Pro | ZIL-1100010004 | Zilmet Expansion Tank Ultra-Pro 100 Litre - 10Bar max working pressure - preset 1.5Bar | 1 | 1 | 960 | ZIL1 | 672 | Freight charges applicable on this product.
Climate Comfort & Heating | Zilmet Expansion Vessels | Ultra-Pro | ZIL-1100020004 | Zilmet Expansion Tank Ultra-Pro 200 Litre - 10Bar max working pressure - preset 1.5Bar | 1 | 1 | 1850 | ZIL1 | 1295 | Freight charges applicable on this product.
Climate Comfort & Heating | Zilmet Expansion Vessels | Ultra-Pro | ZIL-1100030004 | Zilmet Expansion Tank Ultra-Pro 300 Litre - 10Bar max working pressure - preset 1.5Bar | 1 | 1 | 2225 | ZIL1 | 1557.5 | Freight charges applicable on this product.
Climate Comfort & Heating | Zilmet Expansion Vessels | Ultra-Pro | ZIL-1100050004 | Zilmet Expansion Tank Ultra-Pro 500 Litre - 10Bar max working pressure - preset 1.5Bar | 1 | 1 | 3520 | ZIL1 | 2464 | Freight charges applicable on this product.
Climate Comfort & Heating | Zilmet Expansion Vessels | Ultra-Pro | ZIL-1100075056 | Zilmet Expansion Tank Ultra-Pro 750 Litre - 10Bar max working pressure - preset 1.5Bar | 1 | 1 | 6299 | ZIL1 | 4409.3 | Freight charges applicable on this product.
Climate Comfort & Heating | Zilmet Expansion Vessels | Ultra-Pro | ZIL-1100100055 | Zilmet Expansion Tank Ultra-Pro 1,000 Litre - 10Bar max working pressure - preset 1.5Bar | 1 | 1 | 7980 | ZIL1 | 5586 | Freight charges applicable on this product.
Climate Comfort & Heating | Zilmet Expansion Vessels |  | RBMS-21-0017 | Wall Bracket to suit Zilmet expansion vessels | 1 | 1 | 50 | ZIL1 | 35 | Freight charges applicable on this product.
Climate Comfort & Heating | Safety Relief Valves | 351 | 3510410 | Safety relief valve G1/2" (15mm) FF 1.5Bar | 1 | 50 | 39 | C1 | 11.7
Climate Comfort & Heating | Safety Relief Valves | 351 | 3510420 | Safety relief valve G1/2" (15mm) FF 2Bar | 1 | 50 | 39 | C1 | 11.7
Climate Comfort & Heating | Safety Relief Valves | 351 | 3510440 | Safety relief valve G1/2" (15mm) FF 3Bar | 1 | 50 | 39 | C1 | 11.7
Climate Comfort & Heating | Safety Relief Valves | 351 | 3510460 | Safety relief valve G1/2" (15mm) FF 4Bar | 1 | 50 | 39 | C1 | 11.7
Climate Comfort & Heating | Safety Relief Valves | 351 | 3510490 | Safety relief valve G1/2" (15mm) FF 6Bar | 1 | 50 | 39 | C1 | 11.7
Climate Comfort & Heating | Safety Relief Valves | 351 | 3510481 | Safety relief valve G1/2" (15mm) FF 8Bar | 1 | 50 | 39 | C1 | 11.7
Climate Comfort & Heating | Safety Relief Valves | 351 | 3510411 | Safety relief valve G1/2" (15mm) FF 10Bar | 1 | 50 | 39 | C1 | 11.7
Climate Comfort & Heating | Safety Relief Valves | 351 | 3510560 | Safety relief valve G3/4" (20mm) FF 4Bar | 1 | 50 | 51 | C1 | 15.3
Climate Comfort & Heating | Safety Relief Valves | 351 | 3510510 | Safety relief valve G3/4" (20mm) FF 1.5Bar | 1 | 48 | 51 | C1 | 15.3
Climate Comfort & Heating | Safety Relief Valves | 351 | 3510520 | Safety relief valve G3/4" (20mm) FF 2Bar | 1 | 48 | 48 | C1 | 14.4
Climate Comfort & Heating | Safety Relief Valves | 351 | 3510530 | Safety relief valve G3/4" (20mm) FF 2.5Bar | 1 | 48 | 48 | C1 | 14.4
Climate Comfort & Heating | Safety Relief Valves | 351 | 3510540 | Safety relief valve G3/4" (20mm) FF 3Bar | 1 | 48 | 51 | C1 | 15.3
Climate Comfort & Heating | Safety Relief Valves | 351 | 3510550 | Safety relief valve G3/4" (20mm) FF 3.5Bar | 1 | 48 | 51 | C1 | 15.3
Climate Comfort & Heating | Safety Relief Valves | 351 | 3510560 | Safety relief valve G3/4" (20mm) FF 4Bar | 1 | 48 | 51 | C1 | 15.3
Climate Comfort & Heating | Safety Relief Valves | 351 | 3510570 | Safety relief valve G3/4" (20mm) FF 4.5Bar | 1 | 48 | 51 | C1 | 15.3
Climate Comfort & Heating | Safety Relief Valves | 351 | 3510580 | Safety relief valve G3/4" (20mm) FF 5Bar | 1 | 48 | 51 | C1 | 15.3
Climate Comfort & Heating | Safety Relief Valves | 351 | 3510590 | Safety relief valve G3/4" (20mm) FF 6Bar | 1 | 48 | 51 | C1 | 15.3
Climate Comfort & Heating | Safety Relief Valves | 351 | 3510571 | Safety relief valve G3/4" (20mm) FF 7Bar | 1 | 48 | 51 | C1 | 15.3
Climate Comfort & Heating | Safety Relief Valves | 351 | 3510581 | Safety relief valve G3/4" (20mm) FF 8Bar | 1 | 48 | 51 | C1 | 15.3
Climate Comfort & Heating | Safety Relief Valves | 351 | 3510511 | Safety relief valve G3/4" (20mm) FF 10Bar | 1 | 48 | 51 | C1 | 15.3
Climate Comfort & Heating | Safety Relief Valves | 353 | 3530420 | Safety relief valve G1/2" (15mm) FF 2Bar with pressure gauge | 1 | 48 | 86 | C1 | 25.8
Climate Comfort & Heating | Safety Relief Valves | 353 | 3530440 | Safety relief valve G1/2" (15mm) FF 3Bar with pressure gauge | 1 | 48 | 86 | C1 | 25.8
Climate Comfort & Heating | Safety Relief Valves | 353 | 3530460 | Safety relief valve G1/2" (15mm) FF 4Bar with pressure gauge | 1 | 48 | 86 | C1 | 25.8
Climate Comfort & Heating | Safety Relief Valves | 353 | 3530470 | Safety relief valve G1/2" (15mm) FF 4.5Bar with pressure gauge | 1 | 48 | 86 | C1 | 25.8
Climate Comfort & Heating | Safety Relief Valves | 353 | 3530490 | Safety relief valve G1/2" (15mm) FF 6Bar with pressure gauge | 1 | 48 | 86 | C1 | 25.8
Climate Comfort & Heating | Safety Relief Valves | 353 | 3530481 | Safety relief valve G1/2" (15mm) FF 8Bar with pressure gauge | 1 | 48 | 86 | C1 | 25.8
Climate Comfort & Heating | Safety Relief Valves | 353 | 3530411 | Safety relief valve G1/2" (15mm) FF 10Bar with pressure gauge | 1 | 48 | 86 | C1 | 25.8
Climate Comfort & Heating | Safety Relief Valves | 353 | 3530510 | Safety relief valve G3/4" (20mm) FF 1.5Bar with pressure gauge | 1 | 48 | 96 | C1 | 28.8
Climate Comfort & Heating | Safety Relief Valves | 353 | 3530520 | Safety relief valve G3/4" (20mm) FF 2Bar with pressure gauge | 1 | 48 | 96 | C1 | 28.8
Climate Comfort & Heating | Safety Relief Valves | 353 | 3530530 | Safety relief valve G3/4" (20mm) FF 2.5Bar with pressure gauge | 1 | 48 | 96 | C1 | 28.8
Climate Comfort & Heating | Safety Relief Valves | 353 | 3530540 | Safety relief valve G3/4" (20mm) FF 3Bar with pressure gauge | 1 | 48 | 96 | C1 | 28.8
Climate Comfort & Heating | Safety Relief Valves | 353 | 3530550 | Safety relief valve G3/4" (20mm) FF 3.5Bar with pressure gauge | 1 | 48 | 96 | C1 | 28.8
Climate Comfort & Heating | Safety Relief Valves | 353 | 3530560 | Safety relief valve G3/4" (20mm) FF 4Bar with pressure gauge | 1 | 48 | 96 | C1 | 28.8
Climate Comfort & Heating | Safety Relief Valves | 353 | 3530570 | Safety relief valve G3/4" (20mm) FF 4.5Bar with pressure gauge | 1 | 48 | 96 | C1 | 28.8
Climate Comfort & Heating | Safety Relief Valves | 353 | 3530580 | Safety relief valve G3/4" (20mm) FF 5Bar with pressure gauge | 1 | 48 | 96 | C1 | 28.8
Climate Comfort & Heating | Safety Relief Valves | 353 | 3530590 | Safety relief valve G3/4" (20mm) FF 6Bar with pressure gauge | 1 | 48 | 96 | C1 | 28.8
Climate Comfort & Heating | Safety Relief Valves | 353 | 3530571 | Safety relief valve G3/4" (20mm) FF 7Bar with pressure gauge | 1 | 48 | 96 | C1 | 28.8
Climate Comfort & Heating | Safety Relief Valves | 353 | 3530581 | Safety relief valve G3/4" (20mm) FF 8Bar with pressure gauge | 1 | 48 | 96 | C1 | 28.8
Climate Comfort & Heating | Safety Relief Valves | 353 | 3530511 | Safety relief valve G3/4" (20mm) FF 10Bar with pressure gauge | 1 | 48 | 96 | C1 | 28.8
Climate Comfort & Heating | Automatic Air Vents | 38 | 38290370 | Check Valve - 3/8"Fx3/8"M | 10 | 50 | 16 | C1 | 4.8
Climate Comfort & Heating | Automatic Air Vents | 38 | 38290470 | Check Valve - 3/8"Fx1/2"M | 10 | 50 | 20 | C1 | 6
Climate Comfort & Heating | Automatic Air Vents | 38 | 380450 | Check Valve-1/2"Fx1/2"M | 10 | 50 | 17 | C1 | 5.1
Climate Comfort & Heating | Automatic Air Vents | 791 | 7910440 | Miniluft CP Polymer automatic airvent 1/2" | 1 | 50 | 58 | C1 | 17.4
Climate Comfort & Heating | Automatic Air Vents | 2827.A | 28270400 | Miniluft Compact Airvent G1/2" 4Bar | 1 | 50 | 61 | C1 | 18.3
Climate Comfort & Heating | Automatic Air Vents | 2828 | 28280310 | Miniluft High Performance Airvent G3/8" 6Bar | 1 | 50 | 71 | C1 | 21.3
Climate Comfort & Heating | Automatic Air Vents | 2828 | 28280400 | Miniluft High Performance Airvent G1/2" 6Bar | 1 | 50 | 70 | C1 | 21
Climate Comfort & Heating | Automatic Air Vents | 3574 | 35740400 | Miniluft High Performance Airvent G1/2" 8Bar | 1 | 50 | 87 | C1 | 26.1
Climate Comfort & Heating | Automatic Air Vents | 2836 | 28360400 | Megaluft High Performance G1/2" 10Bar | 1 | 10 | 135 | C1 | 40.5
Climate Comfort & Heating | Airt & Dirt Separators & Hydraulic Separators | 2830.A | 28300400 | Airterm In-line deaerator 1/2"FF (15mm) 10 BAR | 1 | 6 | 410 | C1 | 123
Climate Comfort & Heating | Airt & Dirt Separators & Hydraulic Separators | 2830.A | 28300500 | Airterm In-line deaerator 3/4"FF (20mm) 10 BAR | 1 | 6 | 429 | C1 | 128.7
Climate Comfort & Heating | Airt & Dirt Separators & Hydraulic Separators | 2830.A | 28300600 | Airterm In-line deaerator 1"FF (25mm) 10 BAR | 1 | 6 | 437 | C1 | 131.1
Climate Comfort & Heating | Airt & Dirt Separators & Hydraulic Separators | 2830.A | 28300700 | Airterm In-line deaerator 1"1/4FF (32mm) 10 BAR | 1 | 6 | 562 | C1 | 168.6
Climate Comfort & Heating | Airt & Dirt Separators & Hydraulic Separators | 2830.A | 28300800 | Airterm In-line deaerator 1"1/2FF (40mm) 10 BAR | 1 | 6 | 758 | C1 | 227.4
Climate Comfort & Heating | Airt & Dirt Separators & Hydraulic Separators | 2830.A | 28300900 | Airterm In-line deaerator 2"FF (50mm) 10 BAR | 1 | 1 | 805 | C1 | 241.5
Climate Comfort & Heating | Airt & Dirt Separators & Hydraulic Separators | 2830.B | 28300972P | Airterm flanged deaerator DN50 10 BAR | 1 | 1 | POA | C1 | 0
Climate Comfort & Heating | Airt & Dirt Separators & Hydraulic Separators | 2830.B | 28301072P | Airterm flanged deaerator DN65 10 BAR | 1 | 1 | POA | C1 | 0
Climate Comfort & Heating | Airt & Dirt Separators & Hydraulic Separators | 2830.B | 28301172P | Airterm flanged deaerator DN80 10 BAR | 1 | 1 | POA | C1 | 0
Climate Comfort & Heating | Airt & Dirt Separators & Hydraulic Separators | 2830.B | 28301372P | Airterm flanged deaerator DN100 10 BAR | 1 | 1 | POA | C1 | 0
Climate Comfort & Heating | Airt & Dirt Separators & Hydraulic Separators | 2830.B | 28301472P | Airterm flanged deaerator DN125 10 BAR | 1 | 1 | POA | C1 | 0
Climate Comfort & Heating | Airt & Dirt Separators & Hydraulic Separators | 2830.B | 28301572P | Airterm flanged deaerator DN150 10 BAR | 1 | 1 | POA | C1 | 0
Climate Comfort & Heating | Airt & Dirt Separators & Hydraulic Separators | 2829.A | 28290400 | Dirterm Mechanical Dirt Separator G1/2" (15mm) | 1 | 6 | 347 | C1 | 104.1
Climate Comfort & Heating | Airt & Dirt Separators & Hydraulic Separators | 2829.A | 28290500 | Dirterm Mechanical Dirt Separator G3/4" (20mm) | 1 | 6 | 362 | C1 | 108.6
Climate Comfort & Heating | Airt & Dirt Separators & Hydraulic Separators | 2829.A | 28290600 | Dirterm Mechanical Dirt Separator G1" (25mm) | 1 | 6 | 370 | C1 | 111
Climate Comfort & Heating | Airt & Dirt Separators & Hydraulic Separators | 2829.A | 28290700 | Dirterm Mechanical Dirt Separator G1 1/4" (32mm) | 1 | 6 | 473 | C1 | 141.9
Climate Comfort & Heating | Airt & Dirt Separators & Hydraulic Separators | 2829.A | 28290800 | Dirterm Mechanical Dirt Separator G1 1/2" (40mm) | 1 | 6 | 621 | C1 | 186.3
Climate Comfort & Heating | Airt & Dirt Separators & Hydraulic Separators | 2829.A | 28290900 | Dirterm Mechanical Dirt Separator G2" (50mm) | 1 | 6 | 633 | C1 | 189.9
Climate Comfort & Heating | Airt & Dirt Separators & Hydraulic Separators | 2829.B | 28290972P | Dirterm flanged deaerator DN50 10 BAR | 1 | 1 | POA | C1 | 0
Climate Comfort & Heating | Airt & Dirt Separators & Hydraulic Separators | 2829.B | 28291072P | Dirterm flanged deaerator DN65 10 BAR | 1 | 1 | POA | C1 | 0
Climate Comfort & Heating | Airt & Dirt Separators & Hydraulic Separators | 2829.B | 28291172P | Dirterm flanged deaerator DN80 10 BAR | 1 | 1 | POA | C1 | 0
Climate Comfort & Heating | Airt & Dirt Separators & Hydraulic Separators | 2829.B | 28291372P | Dirterm flanged deaerator DN100 10 BAR | 1 | 1 | POA | C1 | 0
Climate Comfort & Heating | Airt & Dirt Separators & Hydraulic Separators | 2829.B | 28291472P | Dirterm flanged deaerator DN125 10 BAR | 1 | 1 | POA | C1 | 0
Climate Comfort & Heating | Airt & Dirt Separators & Hydraulic Separators | 2829.B | 28291572P | Dirterm flanged deaerator DN150 10 BAR | 1 | 1 | POA | C1 | 0
Climate Comfort & Heating | Airt & Dirt Separators & Hydraulic Separators | 2831.A | 28310400 | Airterm Dirt Self-cleaning Air & Dirt separator 1/2" (15mm) | 1 | 1 | 505 | C1 | 151.5
Climate Comfort & Heating | Airt & Dirt Separators & Hydraulic Separators | 2831.A | 28310500 | Airterm Dirt Self-cleaning Air & Dirt separator 3/4" (20mm) | 1 | 1 | 515 | C1 | 154.5
Climate Comfort & Heating | Airt & Dirt Separators & Hydraulic Separators | 2831.A | 28310600 | Airterm Dirt Self-cleaning Air & Dirt separator 1" (25mm) | 1 | 1 | 525 | C1 | 157.5
Climate Comfort & Heating | Airt & Dirt Separators & Hydraulic Separators | 2831.A | 28310700 | Airterm Dirt Self-cleaning Air & Dirt separator 1"1/4 (32mm) | 1 | 1 | 662 | C1 | 198.6
Climate Comfort & Heating | Airt & Dirt Separators & Hydraulic Separators | 2831.B | 28310972P | Airterm Dirt Self-cleaning Air & Dirt separator DN50 | 1 | 1 | 2699 | C1 | 809.7
Climate Comfort & Heating | Airt & Dirt Separators & Hydraulic Separators | 2831.B | 28311072P | Airterm Dirt Self-cleaning Air & Dirt separator DN65 | 1 | 1 | 3060 | C1 | 918
Climate Comfort & Heating | Airt & Dirt Separators & Hydraulic Separators | 2831.B | 28311172P | Airterm Dirt Self-cleaning Air & Dirt separator DN80 | 1 | 1 | 3720 | C1 | 1116
Climate Comfort & Heating | Airt & Dirt Separators & Hydraulic Separators | 2831.B | 28311372P | Airterm Dirt Self-cleaning Air & Dirt separator DN100 | 1 | 1 | 4280 | C1 | 1284
Climate Comfort & Heating | Airt & Dirt Separators & Hydraulic Separators | 2831.B | 28311472P | Airterm Dirt Self-cleaning Air & Dirt separator DN125 | 1 | 1 | 6220 | C1 | 1866
Climate Comfort & Heating | Airt & Dirt Separators & Hydraulic Separators | 2831.B | 28311572P | Airterm Dirt Self-cleaning Air & Dirt separator DN150 | 1 | 1 | 7650 | C1 | 2295
Climate Comfort & Heating | Airt & Dirt Separators & Hydraulic Separators | 2831.B | 28311672P | Airterm Dirt Self-cleaning Air & Dirt separator DN200 | 1 | 1 | POA | C1 | 0
Climate Comfort & Heating | Airt & Dirt Separators & Hydraulic Separators | 2831.B | 28311772P | Airterm Dirt Self-cleaning Air & Dirt separator DN250 | 1 | 1 | POA | C1 | 0
Climate Comfort & Heating | Airt & Dirt Separators & Hydraulic Separators | 2831.B | 28311872P | Airterm Dirt Self-cleaning Air & Dirt separator DN300 | 1 | 1 | POA | C1 | 0
Climate Comfort & Heating | Airt & Dirt Separators & Hydraulic Separators | 617.A | 6170612 | 1" (25mm) Threaded hydraulic separator | 1 | 1 | 1579 | C1 | 473.7
Climate Comfort & Heating | Airt & Dirt Separators & Hydraulic Separators | 617.A | 6170712 | 1-1/4" (32mm) Threaded hydraulic separator | 1 | 1 | 1820 | C1 | 546
Climate Comfort & Heating | Airt & Dirt Separators & Hydraulic Separators | 617.A | 6170812 | 1-1/2" (40mm) Threaded hydraulic separator | 1 | 1 | 2350 | C1 | 705
Climate Comfort & Heating | Airt & Dirt Separators & Hydraulic Separators | 617.A | 6170912 | 2" (50mm) Threaded hydraulic separator | 1 | 1 | 3535 | C1 | 1060.5
Climate Comfort & Heating | Airt & Dirt Separators & Hydraulic Separators | 617.B | 6170972 | Flanged Hydraulic Separator DN50 | 1 | 1 | 5190 | C1 | 1557
Climate Comfort & Heating | Airt & Dirt Separators & Hydraulic Separators | 617.B | 6171072 | Flanged Hydraulic Separator DN65 | 1 | 1 | 5485 | C1 | 1645.5
Climate Comfort & Heating | Airt & Dirt Separators & Hydraulic Separators | 617.B | 6171172 | Flanged Hydraulic Separator DN80 | 1 | 1 | 8010 | C1 | 2403
Climate Comfort & Heating | Airt & Dirt Separators & Hydraulic Separators | 617.B | 6171372 | Flanged Hydraulic Separator DN100 | 1 | 1 | 8780 | C1 | 2634
Climate Comfort & Heating | Airt & Dirt Separators & Hydraulic Separators | 617.B | 6171472 | Flanged Hydraulic Separator DN125 | 1 | 1 | POA | C1 | 0
Climate Comfort & Heating | Airt & Dirt Separators & Hydraulic Separators | 617.B | 6171572 | Flanged Hydraulic Separator DN150 | 1 | 1 | POA | C1 | 0
Climate Comfort & Heating | Magnetic Filtration (Boiler, Heat Pump & Commercial) | 3715.A | 37150510 | MG2 Compact Magnetic Filter G3/4" (20mm) | 1 | 6 | 540 | C1 | 162
Climate Comfort & Heating | Magnetic Filtration (Boiler, Heat Pump & Commercial) | 3070.A | 30700500 | MG1 Compact Magnetic Filter G3/4" (20mm) | 1 | 6 | 384 | C1 | 115.2
Climate Comfort & Heating | Magnetic Filtration (Boiler, Heat Pump & Commercial) | 3699 | 36990600 | MP1 Heat pump magnetic filter FF 1" (25mm) | 1 | 4 | 905 | C1 | 271.5
Climate Comfort & Heating | Magnetic Filtration (Boiler, Heat Pump & Commercial) | 3699 | 36990700 | MP1 Heat pump magnetic filter FF 1-1/4" (32mm) | 1 | 4 | POA | C1 | 0
Climate Comfort & Heating | Magnetic Filtration (Boiler, Heat Pump & Commercial) | 3833 | 38330600 | MP2 Heat pump magnetic filter FF 1" (25mm) | 1 | 4 | 783 | C1 | 234.9
Climate Comfort & Heating | Magnetic Filtration (Boiler, Heat Pump & Commercial) | 2405 | 24050500 | Safecleaner2 Magnetic Filter 3/4" (20mm) | 1 | 6 | 529 | C1 | 158.7
Climate Comfort & Heating | Magnetic Filtration (Boiler, Heat Pump & Commercial) | 2405 | 24050600 | Safecleaner2 Magnetic Filter 1" (25mm) | 1 | 4 | 578 | C1 | 173.4
Climate Comfort & Heating | Magnetic Filtration (Boiler, Heat Pump & Commercial) | 2344 | 23440550 | Safecleaner2 Magnetic Filter 3/4" (20mm) with FF Ball Valves | 1 | 6 | 690 | C1 | 207
Climate Comfort & Heating | Magnetic Filtration (Boiler, Heat Pump & Commercial) | 2344 | 23440650 | Safecleaner2 Magnetic Filter 1" (25mm) with FF Ball Valves | 1 | 4 | 860 | C1 | 258
Climate Comfort & Heating | Magnetic Filtration (Boiler, Heat Pump & Commercial) | 2344 | 23440750 | Safecleaner2 Magnetic Filter 1-1/4" (32mm) with FF Ball Valves | 1 | 4 | 910 | C1 | 273
Climate Comfort & Heating | Magnetic Filtration (Boiler, Heat Pump & Commercial) | 2319 | 23190550 | Safecleaner 2, polymer diverter, FF ball valves G3/4" (20mm) | 1 | 6 | 550 | C1 | 165
Climate Comfort & Heating | Magnetic Filtration (Boiler, Heat Pump & Commercial) | 2319 | 23190650 | Safecleaner 2, polymer diverter, FF ball valves G1" (25mm) | 1 | 4 | 710 | C1 | 213
Climate Comfort & Heating | Magnetic Filtration (Boiler, Heat Pump & Commercial) | 2319 | 23190750 | Safecleaner 2, polymer diverter, FF ball valves G1”1/4 (32mm) | 1 | 4 | 755 | C1 | 226.5
Climate Comfort & Heating | Magnetic Filtration (Boiler, Heat Pump & Commercial) | 3548 | 35480500 | Mag-nus2 Magnetic Dirt Separator G3/4" (20mm) | 1 | 4 | 763 | C1 | 228.9
Climate Comfort & Heating | Magnetic Filtration (Boiler, Heat Pump & Commercial) | 2863 | 28630500 | Airterm Mag Air & Dirt Separator G3/4" (20mm) | 1 | 6 | 920 | C1 | 276
Climate Comfort & Heating | Magnetic Filtration (Boiler, Heat Pump & Commercial) | 3602 | 36020400 | MG Magnetic Self-Cleaning Dirt Separator G1/2" (15mm) | 1 | 1 | 4559 | C1 | 1367.7
Climate Comfort & Heating | Magnetic Filtration (Boiler, Heat Pump & Commercial) | 3602 | 36020500 | MG Magnetic Self-Cleaning Dirt Separator G3/4" (20mm) | 1 | 1 | 4582 | C1 | 1374.6
Climate Comfort & Heating | Magnetic Filtration (Boiler, Heat Pump & Commercial) | 3602 | 36020600 | MG Magnetic Self-Cleaning Dirt Separator G1" (25mm) | 1 | 1 | 4979 | C1 | 1493.7
Climate Comfort & Heating | Magnetic Filtration (Boiler, Heat Pump & Commercial) | 3602 | 36020700 | MG Magnetic Self-Cleaning Dirt Separator G1 1/4" (32mm) | 1 | 1 | 5035 | C1 | 1510.5
Climate Comfort & Heating | Magnetic Filtration (Boiler, Heat Pump & Commercial) | 3602 | 36020800 | MG Magnetic Self-Cleaning Dirt Separator G1 1/2" (40mm) | 1 | 1 | 5772 | C1 | 1731.6
Climate Comfort & Heating | Magnetic Filtration (Boiler, Heat Pump & Commercial) | 3602 | 36020900 | MG Magnetic Self-Cleaning Dirt Separator G2" (50mm) | 1 | 1 | 5833 | C1 | 1749.9
Climate Comfort & Heating | Magnetic Filtration (Boiler, Heat Pump & Commercial) | 3541 | 35410910 | MG Plus Magnetic Self-Cleaning Dirt Separator DN50 | 1 | 1 | 13902 | C1 | 4170.6
Climate Comfort & Heating | Magnetic Filtration (Boiler, Heat Pump & Commercial) | 3541 | 35411010 | MG Plus Magnetic Self-Cleaning Dirt Separator DN65 | 1 | 1 | 15475 | C1 | 4642.5
Climate Comfort & Heating | Magnetic Filtration (Boiler, Heat Pump & Commercial) | 3541 | 35411110 | MG Plus Magnetic Self-Cleaning Dirt Separator DN80 | 1 | 1 | 16692 | C1 | 5007.6
Climate Comfort & Heating | Magnetic Filtration (Boiler, Heat Pump & Commercial) | 3541 | 35411310 | MG Plus Magnetic Self-Cleaning Dirt Separator DN100 | 1 | 1 | 18398 | C1 | 5519.4
Climate Comfort & Heating | Magnetic Filtration (Boiler, Heat Pump & Commercial) | 3541 | 35411410 | MG Plus Magnetic Self-Cleaning Dirt Separator DN125 | 1 | 1 | 25259 | C1 | 7577.7
Climate Comfort & Heating | Magnetic Filtration (Boiler, Heat Pump & Commercial) | 3541 | 35411510 | MG Plus Magnetic Self-Cleaning Dirt Separator DN150 | 1 | 1 | 28200 | C1 | 8460
Climate Comfort & Heating | Acid Condensation Neutraliser | 3286 | 32860500 | NT1 Acid Condensation Neutralising Filter | 1 | 6 | 277 | C1 | 83.1
Climate Comfort & Heating | Acid Condensation Neutraliser | 3287 | 32870516 | Pair of Straight hose connection fittings 3/4" DN16 | 6 | 60 | 57 | C1 | 17.1
Climate Comfort & Heating | Acid Condensation Neutraliser | 3287 | 32870520 | Pair of Straight hose connection fittings 3/4" DN20 | 6 | 60 | 59 | C1 | 17.7
Climate Comfort & Heating | Acid Condensation Neutraliser | 3288 | 32880516 | Pair of Elbow hose connection fittings 3/4" DN16 | 6 | 60 | 74 | C1 | 22.2
Climate Comfort & Heating | Acid Condensation Neutraliser | 3288 | 32880520 | Pair of Elbow hose connection fittings 3/4" DN20 | 6 | 60 | 76 | C1 | 22.8
Climate Comfort & Heating | Acid Condensation Neutraliser | 3289 | 32890000 | Insulation shell for NT1 | 1 | 5 | 190 | C1 | 57
Climate Comfort & Heating | Acid Condensation Neutraliser | 3290 | 32900000 | Neutralising load of calcium carbonate (CaC03) | 10 | 40 | 125 | C1 | 37.5
Climate Comfort & Heating | Radiator Valves & Accessories | 3937 | 39370000 | TL1 by Piero Lissoni thermostatic radiator head | 10 | 100 | 69 | C1 | 20.7
Climate Comfort & Heating | Radiator Valves & Accessories | 4196 | 41960000 | Pair of temperature limiting inserts for TL1 | 1 | 10 | 8 | C1 | 2.4
Climate Comfort & Heating | Radiator Valves & Accessories | 590.A | 5900000 | TL10 Thermostatic head with liquid expansion sensor | 10 | 100 | 50 | C1 | 15
Climate Comfort & Heating | Radiator Valves & Accessories | 590.A | 7200030 | TL30 Thermostatic head with liquid expansion sensor | 10 | 100 | 66 | C1 | 19.8
Climate Comfort & Heating | Radiator Valves & Accessories | 590.A | 26330000 | TL70 Thermostatic head with liquid expansion sensor | 10 | 100 | 63 | C1 | 18.9
Climate Comfort & Heating | Radiator Valves & Accessories | 590.A | 30870000 | TL10W Thermostatic head with liquid expansion sensor | 1 | 50 | 101 | C1 | 30.3
Climate Comfort & Heating | Radiator Valves & Accessories | 590.A | 5900010 | TL20 Thermostatic head with distance sensor |  |  | 220 | C1 | 66
Climate Comfort & Heating | Radiator Valves & Accessories | 48 | 480400 | G1/2" Angle radiator valve with thermostatic option for copper or poly pipe | 10 | 100 | 57 | C1 | 17.1
Climate Comfort & Heating | Radiator Valves & Accessories | 49 | 490400 | G1/2" Straight radiator valve with thermostatic option for copper or poly pipe | 10 | 100 | 70 | C1 | 21
Climate Comfort & Heating | Radiator Valves & Accessories | 29 | 290400 | G1/2" Angle lockshield radiator valve copper or poly pipe | 10 | 100 | 55 | C1 | 16.5
Climate Comfort & Heating | Radiator Valves & Accessories | 30 | 300400 | G1/2" Straight lockshield radiator valve copper or poly pipe | 10 | 100 | 65 | C1 | 19.5
Climate Comfort & Heating | Radiator Valves & Accessories | 71 | 711600 | Compression fitting for polyethyle pipe to suit 16x2 | 10 | 100 | 16.5 | C1 | 4.95

## RBM HVAC 2025 Price Book - Raw (hidden)
Category | SubCategory | Series | Item No | Description | Pack | Carton Qty | 2025 List Price | Disc Code | Nett Buy Price (+GST) | Special Note
H.V.A.C. | Balancing & Control Valves | 619.A | 6190450 | Balancing Valve Threaded G1/2" (15mm) | 1 | 6 | 188 | H1 | 56.4
H.V.A.C. | Balancing & Control Valves | 619.A | 6190550 | Balancing Valve Threaded G3/4" (20mm) | 1 | 6 | 196 | H1 | 58.8
H.V.A.C. | Balancing & Control Valves | 619.A | 6190650 | Balancing Valve Threaded G1" (25mm) | 1 | 6 | 242 | H1 | 72.6
H.V.A.C. | Balancing & Control Valves | 619.A | 6190750 | Balancing Valve Threaded G1 1/4" (32mm) | 1 | 6 | 272 | H1 | 81.6
H.V.A.C. | Balancing & Control Valves | 619.A | 6190850 | Balancing Valve Threaded G1 1/2" (40mm) | 1 | 6 | 411 | H1 | 123.3
H.V.A.C. | Balancing & Control Valves | 619.A | 6190950 | Balancing Valve Threaded G2" (50mm) | 1 | 6 | 627 | H1 | 188.1
H.V.A.C. | Balancing & Control Valves | 619.B | 6191060 | Balancing Valve Flanged DN65 | 1 | 1 | 1605 | H1 | 481.5
H.V.A.C. | Balancing & Control Valves | 619.B | 6191160 | Balancing Valve Flanged DN80 | 1 | 1 | 1845 | H1 | 553.5
H.V.A.C. | Balancing & Control Valves | 619.B | 6191360 | Balancing Valve Flanged DN100 | 1 | 1 | 3220 | H1 | 966
H.V.A.C. | Balancing & Control Valves | 619.B | 6191460 | Balancing Valve Flanged DN125 | 1 | 1 | 4615 | H1 | 1384.5
H.V.A.C. | Balancing & Control Valves | 619.B | 6191560 | Balancing Valve Flanged DN150 | 1 | 1 | 5899 | H1 | 1769.7
H.V.A.C. | Balancing & Control Valves | 619.B | 6191760 | Balancing Valve Flanged DN200 | 1 | 1 | 15129 | H1 | 4538.7
H.V.A.C. | Balancing & Control Valves | 619.B | 6191960 | Balancing Valve Flanged DN250 | 1 | 1 | 20888 | H1 | 6266.4
H.V.A.C. | Balancing & Control Valves | 621 | 6210150 | Pair of pressure plugs - Brass to suit threaded valves | 1 | 10 | 81 | H1 | 24.3
H.V.A.C. | Balancing & Control Valves | 2874.B | 28740450 | Pressure independent control valve. provided with pressure plugs 57-575 L/H G1/2" (15mm) | 1 | 1 | 449 | H1 | 134.7
H.V.A.C. | Balancing & Control Valves | 2874.B | 28740460 | Pressure independent control valve. provided with pressure plugs 64-1110 L/H G1/2" (15mm) | 1 | 1 | 449 | H1 | 134.7
H.V.A.C. | Balancing & Control Valves | 2874.B | 28740550 | Pressure independent control valve. provided with pressure plugs 57-575 L/H G3/4" (20mm) | 1 | 1 | 509 | H1 | 152.7
H.V.A.C. | Balancing & Control Valves | 2874.B | 28740560 | Pressure independent control valve. provided with pressure plugs 64-1110 L/H G3/4" (20mm) | 1 | 1 | 526 | H1 | 157.8
H.V.A.C. | Balancing & Control Valves | 2874.B | 28740650 | Pressure independent control valve. provided with pressure plugs 57-575 L/H G1" (25mm) | 1 | 1 | 643 | H1 | 192.9
H.V.A.C. | Balancing & Control Valves | 2874.B | 28740660 | Pressure independent control valve. provided with pressure plugs 64-1110 L/H G1" (25mm) | 1 | 1 | 643 | H1 | 192.9
H.V.A.C. | FCU Valve Combi Kit | 3717 | 37170500 | Fan Coil Unit (FCU) Valve Combi Kit G3/4" (20mm) 400 lph | 1 | 1 | 1250 | H1 | 375
H.V.A.C. | FCU Valve Combi Kit | 3717 | 37170510 | Fan Coil Unit (FCU) Valve Combi Kit G3/4" (20mm) 700 lph | 1 | 1 | 1250 | H1 | 375
H.V.A.C. | FCU Valve Combi Kit | 3717 | 37170520 | Fan Coil Unit (FCU) Valve Combi Kit G3/4" (20mm) 1300 lph | 1 | 1 | 1250 | H1 | 375
H.V.A.C. | Commissioning Unit | 3566 | 35660000 | Portable Electronic Differential Pressure and Flow Measuring Commissioning Unit | 1 | 1 | 19530 | H1 | 5859
H.V.A.C. | Balancing & Control Valves | 932 | 9320100 | Pair of needle adaptors for pressure measurements | 1 | 1 | 78 | H1 | 23.4
H.V.A.C. | Balancing & Control Valves | 2882 | 28820002 | Electromechanical actuator 24V AC | 1 | 1 | 550 | H1 | 165
H.V.A.C. | Balancing & Control Valves | 2882 | 28820012 | Electromechanical actuator 110-230V AC | 1 | 1 | 650 | H1 | 195
H.V.A.C. | Balancing & Control Valves | 2882 | 28820022 | Electromechanical actuator 24V AC 3 Points | 1 | 1 | 540 | H1 | 162
H.V.A.C. | Balancing & Control Valves | 2881 | 28810012 | Thermo-electric actuator 24V AC/DC | 1 | 1 | 125 | H1 | 37.5
H.V.A.C. | Balancing & Control Valves | 2881 | 28810022 | Thermo-electric actuator 230V AC | 1 | 1 | 125 | H1 | 37.5
H.V.A.C. | Balancing & Control Valves | 2944 | 29440002 | Thermo-electric actuator 230V AC | 1 | 1 | 135 | H1 | 40.5
H.V.A.C. | Balancing & Control Valves | 2944 | 29440012 | Thermo-electric actuator 24V AC | 1 | 1 | 135 | H1 | 40.5
H.V.A.C. | Balancing & Control Valves | 2944 | 29440042 | Thermo-electric actuator 230V AC+Microswitch | 1 | 1 | 195 | H1 | 58.5
H.V.A.C. | Balancing & Control Valves | 2944 | 29440052 | Thermo-electric actuator 24V AC+Microswitch | 1 | 1 | 195 | H1 | 58.5
H.V.A.C. | Dosing Pot |  | CDP-15 | 15L SS HVAC Chemical Dosing Pot | 1 | 1 | 1499 | H1 | 449.7
H.V.A.C. | Automatic Filling Unit - Valve Combi Kit |  | RBMS-21-0006 | Automatic Filling Kit G1/2" (15mm) | 1 | 1 | 610 | H1 | 183
H.V.A.C. | Buffer Tank Gauge Kit |  | RBMS-21-0012 | Buffer tank gauge and airvent kit | 1 | 1 | 1108 | H1 | 332.4
H.V.A.C. | Flow Control Valves | 2874 | 28740410 | Pressure Control Valve G1/2" (15mm) 17-210kPa, 0.100-0.412 m3/hr | 1 | 1 | 475 | H1 | 142.5
H.V.A.C. | Flow Control Valves | 2874 | 28740420 | Pressure Control Valve G1/2" (15mm) 17-210kPa, 0.157-0.609 m3/hr | 1 | 1 | 475 | H1 | 142.5
H.V.A.C. | Flow Control Valves | 2874 | 28740430 | Pressure Control Valve G1/2" (15mm) 17-200kPa, 0.275-0.825 m3/hr | 1 | 1 | 475 | H1 | 142.5
H.V.A.C. | Flow Control Valves | 2874 | 28740440 | Pressure Control Valve G1/2" (15mm) 30-400kPa, 0.406-1.270 m3/hr | 1 | 1 | 475 | H1 | 142.5
H.V.A.C. | Flow Control Valves | 2874 | 28740510 | Pressure Control Valve G3/4" (20mm) 17-210kPa, 0.100-0.412 m3/hr | 1 | 1 | 505 | H1 | 151.5
H.V.A.C. | Flow Control Valves | 2874 | 28740520 | Pressure Control Valve G3/4" (20mm) 17-210kPa, 0.157-0.609 m3/hr | 1 | 1 | 505 | H1 | 151.5
H.V.A.C. | Flow Control Valves | 2874 | 28740530 | Pressure Control Valve G3/4" (20mm) 17-200kPa, 0.275-0.825 m3/hr | 1 | 1 | 505 | H1 | 151.5
H.V.A.C. | Flow Control Valves | 2874 | 28740540 | Pressure Control Valve G3/4" (20mm) 30-400kPa, 0.406-1.270 m3/hr | 1 | 1 | 505 | H1 | 151.5
H.V.A.C. | Flow Control Valves | 2874 | 28740610 | Pressure Control Valve G1" (25mm) 17-210kPa, 0.100-0.412 m3/hr | 1 | 1 | 532 | H1 | 159.6
H.V.A.C. | Flow Control Valves | 2874 | 28740620 | Pressure Control Valve G1" (25mm) 17-210kPa, 0.157-0.609 m3/hr | 1 | 1 | 532 | H1 | 159.6
H.V.A.C. | Flow Control Valves | 2874 | 28740630 | Pressure Control Valve G1" (25mm) 17-200kPa, 0.275-0.825 m3/hr | 1 | 1 | 532 | H1 | 159.6
H.V.A.C. | Flow Control Valves | 2874 | 28740640 | Pressure Control Valve G1" (25mm) 30-400kPa, 0.406-1.270 m3/hr | 1 | 1 | 532 | H1 | 159.6

## RBM Hydronic Heating 2025 Price (hidden)
Category | SubCategory | Series | Item No | Description | Pack | Carton Qty | 2025 List Price | Disc Code | Nett Buy Price (+GST) | Special Note
Climate Comfort & Heating | Pipes & Positioning Boards | 3841.B | 38412010 | Kilma Futura SP20 1200x800 High efficiency insulation panel for dry installations |  |  | 275 | C1 | 82.5 | Freight charges applicable on this product.
Climate Comfort & Heating | Pipes & Positioning Boards | 3841.B | 38412510 | Kilma Futura SP25 1200x800 High efficiency insulation panel for dry installations |  |  | 245 | C1 | 73.5 | Freight charges applicable on this product.
Climate Comfort & Heating | Pipes & Positioning Boards | 3841.B | 38413310 | Kilma Futura SP33 1200x800 High efficiency insulation panel for dry installations |  |  | 268 | C1 | 80.4 | Freight charges applicable on this product.
Climate Comfort & Heating | Pipes & Positioning Boards | 3841.B | 38414810 | Kilma Futura SP48 1200x800 High efficiency insulation panel for dry installations |  |  | 330 | C1 | 99 | Freight charges applicable on this product.
Climate Comfort & Heating | Pipes & Positioning Boards | 2517 | 25171612 | Hi-Performance Plus 16X2,0 R120M 4-Layer Polyethylene pipe |  |  | 3.7 | C1 | 1.11 | Freight charges applicable on this product.
Climate Comfort & Heating | Pipes & Positioning Boards | 2517 | 25171602 | Hi-Performance Plus 16X2,0 R240M 4-Layer Polyethylene pipe |  |  | 3.6 | C1 | 1.08 | Freight charges applicable on this product.
Climate Comfort & Heating | Pipes & Positioning Boards | 2517 | 25171622 | Hi-Performance Plus 16X2,0 R600M 4-Layer Polyethylene pipe |  |  | 3.5 | C1 | 1.05 | Freight charges applicable on this product.
Climate Comfort & Heating | Pipes & Positioning Boards | 2517 | 25171712 | Hi-Performance Plus 17X2,0 R120M 4-Layer Polyethylene pipe |  |  | 4.1 | C1 | 1.23 | Freight charges applicable on this product.
Climate Comfort & Heating | Pipes & Positioning Boards | 2517 | 25171702 | Hi-Performance Plus 17X2,0 R240M 4-Layer Polyethylene pipe |  |  | 3.9 | C1 | 1.17 | Freight charges applicable on this product.
Climate Comfort & Heating | Pipes & Positioning Boards | 2517 | 25171722 | Hi-Performance Plus 17X2,0 R600M 4-Layer Polyethylene pipe |  |  | 3.7 | C1 | 1.11 | Freight charges applicable on this product.
Climate Comfort & Heating | Pipes & Positioning Boards | 2517 | 25172002 | Hi-Performance Plus 20X2,0 R240M 4-Layer Polyethylene pipe |  |  | 5.9 | C1 | 1.77 | Freight charges applicable on this product.
Climate Comfort & Heating | Pipes & Positioning Boards | 2517 | 25172032 | Hi-Performance Plus 20X2,0 R500M 4-Layer Polyethylene pipe |  |  | 5.7 | C1 | 1.71 | Freight charges applicable on this product.
Climate Comfort & Heating | Pipes & Positioning Boards | 464 | 4640802 | Kilma Flex Pe-Xc pipe 8x1 1,000m roll |  |  | 2.9 | C1 | 0.87 | Freight charges applicable on this product.
Climate Comfort & Heating | Pipes & Positioning Boards | 464 | 4641002 | Kilma Flex Pe-Xc pipe 10x,12 1,000m roll |  |  | 3 | C1 | 0.9 | Freight charges applicable on this product.
Climate Comfort & Heating | Pipes & Positioning Boards | 464 | 4641602 | Kilma Flex Pe-Xc pipe 16x2 120m roll |  |  | 4.55 | C1 | 1.365 | Freight charges applicable on this product.
Climate Comfort & Heating | Pipes & Positioning Boards | 464 | 4641612 | Kilma Flex Pe-Xc pipe 16x2 240m roll |  |  | 4.55 | C1 | 1.365 | Freight charges applicable on this product.
Climate Comfort & Heating | Pipes & Positioning Boards | 464 | 4641622 | Kilma Flex Pe-Xc pipe 16x2 600m roll |  |  | 4.55 | C1 | 1.365 | Freight charges applicable on this product.
Climate Comfort & Heating | Pipes & Positioning Boards | 464 | 4641712 | Kilma Flex Pe-Xc pipe 17x2 120m roll |  |  | 5.9 | C1 | 1.77 | Freight charges applicable on this product.
Climate Comfort & Heating | Pipes & Positioning Boards | 464 | 4641702 | Kilma Flex Pe-Xc pipe 17x2 240m roll |  |  | 5.8 | C1 | 1.74 | Freight charges applicable on this product.
Climate Comfort & Heating | Pipes & Positioning Boards | 464 | 4641722 | Kilma Flex Pe-Xc pipe 17x2 600m roll |  |  | 5.7 | C1 | 1.71 | Freight charges applicable on this product.
Climate Comfort & Heating | Pipes & Positioning Boards | 464 | 4642002 | Kilma Flex Pe-Xc pipe 20x2 240m roll |  |  | 8 | C1 | 2.4 | Freight charges applicable on this product.
Climate Comfort & Heating | Pipes & Positioning Boards | 464 | 4642032 | Kilma Flex Pe-Xc pipe 20x2 500m roll |  |  | 7.9 | C1 | 2.37 | Freight charges applicable on this product.
Climate Comfort & Heating | Pipes & Positioning Boards | 464 | 4642502 | Kilma Flex Pe-Xc pipe 25x2,3 240m roll |  |  | 14 | C1 | 4.2 | Freight charges applicable on this product.
Climate Comfort & Heating | Pipes & Positioning Boards | 464 | 4642522 | Kilma Flex Pe-Xc pipe 25x2,3 310m roll |  |  | 13.9 | C1 | 4.17 | Freight charges applicable on this product.
Climate Comfort & Heating | Pipes & Positioning Boards | 2009 | 20091702 | Kilma Flex Pe-Xa pipe 17x2 600m roll |  |  | 6.55 | C1 | 1.965 | Freight charges applicable on this product.
Climate Comfort & Heating | Pipes & Positioning Boards | 2009 | 20092002 | Kilma Flex Pe-Xa pipe 20x2 500m roll |  |  | 7.95 | C1 | 2.385 | Freight charges applicable on this product.
Climate Comfort & Heating | Pipes & Positioning Boards | 1484 | 14841622 | Kilma Flex Pe-RT pipe 16x2 120m roll |  |  | 3.5 | C1 | 1.05 | Freight charges applicable on this product.
Climate Comfort & Heating | Pipes & Positioning Boards | 1484 | 14841632 | Kilma Flex Pe-RT pipe 16x2 240m roll |  |  | 3.5 | C1 | 1.05 | Freight charges applicable on this product.
Climate Comfort & Heating | Pipes & Positioning Boards | 1484 | 14841602 | Kilma Flex Pe-RT pipe 16x2 600m roll |  |  | 3.5 | C1 | 1.05 | Freight charges applicable on this product.
Climate Comfort & Heating | Pipes & Positioning Boards | 1484 | 14841712 | Kilma Flex Pe-RT pipe 17x2 120m roll |  |  | 4.5 | C1 | 1.35 | Freight charges applicable on this product.
Climate Comfort & Heating | Pipes & Positioning Boards | 1484 | 14841702 | Kilma Flex Pe-RT pipe 17x2 240m roll |  |  | 4.4 | C1 | 1.32 | Freight charges applicable on this product.
Climate Comfort & Heating | Pipes & Positioning Boards | 1484 | 14841722 | Kilma Flex Pe-RT pipe 17x2 600m roll |  |  | 4.3 | C1 | 1.29 | Freight charges applicable on this product.
Climate Comfort & Heating | Pipes & Positioning Boards | 1484 | 14842002 | Kilma Flex Pe-RT pipe 20x2 500m roll |  |  | 6.1 | C1 | 1.83 | Freight charges applicable on this product.
Climate Comfort & Heating | Pipes & Positioning Boards | 1484 | 14842512 | Kilma Flex Pe-RT pipe 25x2,3 240m roll |  |  | 8.6 | C1 | 2.58 | Freight charges applicable on this product.
Climate Comfort & Heating | Pipes & Positioning Boards | 1484 | 14842502 | Kilma Flex Pe-RT pipe 25x2,3 310m roll |  |  | 8.5 | C1 | 2.55 | Freight charges applicable on this product.
Climate Comfort & Heating | Pipes & Positioning Boards | 1361 | 13611000 | Kilma Super-Strong Position Board 1300 x 800 x 33 |  |  | 57.5 | C1 | 17.25 | Freight charges applicable on this product.
Climate Comfort & Heating | Pipes & Positioning Boards | 1361 | 13611800 | Kilma Super-Strong Position Board 1300 x 800 x 40 |  |  | 65 | C1 | 19.5 | Freight charges applicable on this product.
Climate Comfort & Heating | Pipes & Positioning Boards | 1361 | 13612800 | Kilma Super-Strong Position Board 1300 x 800 x 50 |  |  | 82 | C1 | 24.6 | Freight charges applicable on this product.
Climate Comfort & Heating | Pipes & Positioning Boards | 1361 | 13614200 | Kilma Super-Strong Position Board 1300 x 800 x 65 |  |  | 94 | C1 | 28.2 | Freight charges applicable on this product.
Climate Comfort & Heating | Pipes & Positioning Boards | 1361 | 13615000 | Kilma Super-Strong Position Board 1300 x 800 x 73 |  |  | 108 | C1 | 32.4 | Freight charges applicable on this product.
Climate Comfort & Heating | Pipes & Positioning Boards | 469 | 4690002 | Fastener clip tool |  |  | 1890 | C1 | 567 | Freight charges applicable on this product.
Climate Comfort & Heating | Pipes & Positioning Boards | 603 | 6031812 | 90deg Bend former to suit 17mm pipe |  |  | 7 | C1 | 2.1 | Freight charges applicable on this product.
Climate Comfort & Heating | Pipes & Positioning Boards | 603 | 6032012 | 90deg Bend former to suit 20mm pipe |  |  | 9 | C1 | 2.7 | Freight charges applicable on this product.
Climate Comfort & Heating | Pipes & Positioning Boards | 603 | 6032502 | 90deg Bend former to suit 25mm pipe |  |  | 10.5 | C1 | 3.15 | Freight charges applicable on this product.
Climate Comfort & Heating | Pipes & Positioning Boards | 667 | 6670000 | Universal unwinder for pipe coils |  |  | 1335 | C1 | 400.5 | Freight charges applicable on this product.
Climate Comfort & Heating | Pipes & Positioning Boards | 1938 | 19381300 | Kilma Bull Insulating Panel SP13 1200X800X33 |  |  | 70 | C1 | 21 | Freight charges applicable on this product.
Climate Comfort & Heating | Pipes & Positioning Boards | 1938 | 19382500 | Kilma Bull Insulating Panel SP25 1200X800X45 |  |  | 80 | C1 | 24 | Freight charges applicable on this product.
Climate Comfort & Heating | Pipes & Positioning Boards | 1938 | 19384000 | Kilma Bull Insulating Panel SP40 1200X800X60 |  |  | 98 | C1 | 29.4 | Freight charges applicable on this product.
Climate Comfort & Heating | Pipes & Positioning Boards | 1978 | 19782002 | Kilma Roll Rolled Panel SP20MM |  |  | 76 | C1 | 22.8 | Freight charges applicable on this product.
Climate Comfort & Heating | Pipes & Positioning Boards | 1978 | 19783002 | Kilma Roll Rolled Panel SP30MM |  |  | 88 | C1 | 26.4 | Freight charges applicable on this product.
Climate Comfort & Heating | Pipes & Positioning Boards | 1978 | 19784002 | Kilma Roll Rolled Panel SP40MM |  |  | 102 | C1 | 30.6 | Freight charges applicable on this product.
Climate Comfort & Heating | Pipes & Positioning Boards | 1978 | 19785002 | Kilma Roll Rolled Panel SP50MM |  |  | 118 | C1 | 35.4 | Freight charges applicable on this product.
Climate Comfort & Heating | Manifolds & Accessories | 1410.D | 14100620 | Polymer compact manifold kit 1" (25mm) 2+2 Ways | 1 | 1 | 659 | C1 | 197.7 | Freight charges applicable on this product.
Climate Comfort & Heating | Manifolds & Accessories | 1410.D | 14110620 | Polymer compact manifold kit 1" (25mm) 3+3 Ways | 1 | 1 | 748 | C1 | 224.4 | Freight charges applicable on this product.
Climate Comfort & Heating | Manifolds & Accessories | 1410.D | 14120620 | Polymer compact manifold kit 1" (25mm) 4+4 Ways | 1 | 1 | 820 | C1 | 246 | Freight charges applicable on this product.
Climate Comfort & Heating | Manifolds & Accessories | 1410.D | 14130620 | Polymer compact manifold kit 1" (25mm) 5+5 Ways | 1 | 1 | 899 | C1 | 269.7 | Freight charges applicable on this product.
Climate Comfort & Heating | Manifolds & Accessories | 1410.D | 14140620 | Polymer compact manifold kit 1" (25mm) 6+6 Ways | 1 | 1 | 969 | C1 | 290.7 | Freight charges applicable on this product.
Climate Comfort & Heating | Manifolds & Accessories | 1410.D | 14150620 | Polymer compact manifold kit 1" (25mm) 7+7 Ways | 1 | 1 | 1058 | C1 | 317.4 | Freight charges applicable on this product.
Climate Comfort & Heating | Manifolds & Accessories | 1410.D | 14160620 | Polymer compact manifold kit 1" (25mm) 8+8 Ways | 1 | 1 | 1140 | C1 | 342 | Freight charges applicable on this product.
Climate Comfort & Heating | Manifolds & Accessories | 1410.D | 14170620 | Polymer compact manifold kit 1" (25mm) 9+9 Ways | 1 | 1 | 1215 | C1 | 364.5 | Freight charges applicable on this product.
Climate Comfort & Heating | Manifolds & Accessories | 1410.D | 14180620 | Polymer compact manifold kit 1" (25mm) 10+10 Ways | 1 | 1 | 1298 | C1 | 389.4 | Freight charges applicable on this product.
Climate Comfort & Heating | Manifolds & Accessories | 1410.D | 14190620 | Polymer compact manifold kit 1" (25mm) 11+11 Ways | 1 | 1 | 1598 | C1 | 479.4 | Freight charges applicable on this product.
Climate Comfort & Heating | Manifolds & Accessories | 1410.D | 14200620 | Polymer compact manifold kit 1" (25mm) 12+12 Ways | 1 | 1 | 1664 | C1 | 499.2 | Freight charges applicable on this product.
Climate Comfort & Heating | Manifolds & Accessories | 1410.D | 14201320 | Polymer compact manifold kit 1" (25mm) 13+13 Ways | 1 | 1 | 1756 | C1 | 526.8 | Freight charges applicable on this product.
Climate Comfort & Heating | Manifolds & Accessories | 1410.D | 14201420 | Polymer compact manifold kit 1" (25mm) 14+14 Ways | 1 | 1 | 1855 | C1 | 556.5 | Freight charges applicable on this product.
Climate Comfort & Heating | Manifolds & Accessories | 1410.D | 2171660 | Polymer Fitting *16x2 | 10 | 100 | 17.1 | C1 | 5.13 | Freight charges applicable on this product.
Climate Comfort & Heating | Manifolds & Accessories | 1002.C | 10020640 | Polymer compact manifold kit 2+2 way with anti-condensation jacket 1" | 1 | 1 | 1066 | C1 | 319.8 | Freight charges applicable on this product.
Climate Comfort & Heating | Manifolds & Accessories | 1002.C | 10030640 | Polymer compact manifold kit 3+3 way with anti-condensation jacket 1" | 1 | 1 | 1178 | C1 | 353.4 | Freight charges applicable on this product.
Climate Comfort & Heating | Manifolds & Accessories | 1002.C | 10040640 | Polymer compact manifold kit 4+4 way with anti-condensation jacket 1" | 1 | 1 | 1282 | C1 | 384.6 | Freight charges applicable on this product.
Climate Comfort & Heating | Manifolds & Accessories | 1002.C | 10050640 | Polymer compact manifold kit 5+5 way with anti-condensation jacket 1" | 1 | 1 | 1412 | C1 | 423.6 | Freight charges applicable on this product.
Climate Comfort & Heating | Manifolds & Accessories | 1002.C | 10060640 | Polymer compact manifold kit 6+6 way with anti-condensation jacket 1" | 1 | 1 | 1520 | C1 | 456 | Freight charges applicable on this product.
Climate Comfort & Heating | Manifolds & Accessories | 1002.C | 10070640 | Polymer compact manifold kit 7+7 way with anti-condensation jacket 1" | 1 | 1 | 1625 | C1 | 487.5 | Freight charges applicable on this product.
Climate Comfort & Heating | Manifolds & Accessories | 1002.C | 10080640 | Polymer compact manifold kit 8+8 way with anti-condensation jacket 1" | 1 | 1 | 1740 | C1 | 522 | Freight charges applicable on this product.
Climate Comfort & Heating | Manifolds & Accessories | 1002.C | 10090640 | Polymer compact manifold kit 9+9 way with anti-condensation jacket 1" | 1 | 1 | 1840 | C1 | 552 | Freight charges applicable on this product.
Climate Comfort & Heating | Manifolds & Accessories | 1002.C | 10100640 | Polymer compact manifold kit 10+10 way with anti-condensation jacket 1" | 1 | 1 | 1920 | C1 | 576 | Freight charges applicable on this product.
Climate Comfort & Heating | Manifolds & Accessories | 1002.C | 10110640 | Polymer compact manifold kit 11+11 way with anti-condensation jacket 1" | 1 | 1 | 2088 | C1 | 626.4 | Freight charges applicable on this product.
Climate Comfort & Heating | Manifolds & Accessories | 1002.C | 10120640 | Polymer compact manifold kit 12+12 way with anti-condensation jacket 1" | 1 | 1 | 2590 | C1 | 777 | Freight charges applicable on this product.
Climate Comfort & Heating | Manifolds & Accessories | 1002.C | 10130640 | Polymer compact manifold kit 13+13 way with anti-condensation jacket 1" | 1 | 1 | 2729 | C1 | 818.7 | Freight charges applicable on this product.
Climate Comfort & Heating | Manifolds & Accessories | 217.B | 2171660 | Compression Fitting for Polyethylene pipe 16x2 | 10 | 100 | 16.5 | C1 | 4.95 | Freight charges applicable on this product.
Climate Comfort & Heating | Manifolds & Accessories | 217.B | 2171700 | Compression Fitting for Polyethylene pipe 17x2 | 10 | 100 | 18 | C1 | 5.4 | Freight charges applicable on this product.
Climate Comfort & Heating | Manifolds & Accessories | 217.B | 2172000 | Compression Fitting for Polyethylene pipe 20x2 | 10 | 100 | 24 | C1 | 7.2 | Freight charges applicable on this product.
Climate Comfort & Heating | Manifolds & Accessories | 224.B | 2241600 | Compression Fitting for Multilayer pipe 16x2 | 10 | 100 | 17 | C1 | 5.1 | Freight charges applicable on this product.
Climate Comfort & Heating | Manifolds & Accessories | 224.B | 2242000 | Compression Fitting for Multilayer pipe 20x2 | 10 | 100 | 22 | C1 | 6.6 | Freight charges applicable on this product.
Climate Comfort & Heating | Manifolds & Accessories | 208 | 2080510 | Flow metre G3/4" 0 to 5 lpm | 10 | 10 | 120 | C1 | 36
Climate Comfort & Heating | Manifolds & Accessories |  | RBMS-21-0066 | Adjustable manifold stand | 1 | 1 | 530 | C1 | 159 | Freight charges applicable on this product.
Climate Comfort & Heating | Manifolds & Accessories | 306 | 3060002 | Thermo-Electrical Servo Motor 230V AC | 1 | 1 | 89 | C1 | 26.7 | Freight charges applicable on this product.
Climate Comfort & Heating | Manifolds & Accessories | 306 | 3060012 | Thermo-Electrical Servo Motor 24V AC | 1 | 1 | 89 | C1 | 26.7 | Freight charges applicable on this product.
Climate Comfort & Heating | Manifolds & Accessories | 306 | 3060042 | Thermo-Electrical Servo Motor 230V AC with Auxillary Microswitch | 1 | 1 | 109 | C1 | 32.7 | Freight charges applicable on this product.
Climate Comfort & Heating | Manifolds & Accessories | 306 | 3060052 | Thermo-Electrical Servo Motor 24V AC with Auxillary Microswitch | 1 | 1 | 109 | C1 | 32.7 | Freight charges applicable on this product.
Climate Comfort & Heating | Mixing & Distribution Units | 1531.A | 15310671 | Kilma ECO-RF-AT Polymer fixed point mixing unit for high and low temp | 1 | 1 | 3090 | C1 | 927 | Freight charges applicable on this product.
Climate Comfort & Heating | Mixing & Distribution Units | 1531.B | 15310651 | Kilma ECO-RF Polymer fixed point mixing unit for low temp | 1 | 1 | 2620 | C1 | 786 | Freight charges applicable on this product.
Climate Comfort & Heating | Mixing & Distribution Units | 3523 | 35230651 | Kilma ECOMIX RF50 series Fixed Point mixing unit | 1 | 1 | 2455 | C1 | 736.5 | Freight charges applicable on this product.
Climate Comfort & Heating | Mixing & Distribution Units | 3523 | 35230637 | Kilma ECOMIX RF37 series Fixed Point mixing unit | 1 | 1 | 2099 | C1 | 629.7 | Freight charges applicable on this product.
Climate Comfort & Heating | Mixing & Distribution Units | 3195 | 31950602 | Multimix booster unit DN25 2-Zones | 1 | 1 | 1740 | C1 | 522 | Freight charges applicable on this product.
Climate Comfort & Heating | Mixing & Distribution Units | 3195 | 31960602 | Multimix booster unit DN25 3-Zones | 1 | 1 | 2230 | C1 | 669 | Freight charges applicable on this product.
Climate Comfort & Heating | Mixing & Distribution Units | 3197 | 31970602 | RD Direct Booster Unit DN25 | 1 | 1 | 1950 | C1 | 585 | Freight charges applicable on this product.
Climate Comfort & Heating | Mixing & Distribution Units | 3198 | 31980600 | RF MIX B.T Mixing Unit - Low Temperature Fixed Point | 1 | 1 | 3420 | C1 | 1026 | Freight charges applicable on this product.
Climate Comfort & Heating | Mixing & Distribution Units | 3198 | 31980610 | RF MIX A.T Mixing Unit - High Temperature Fixed Point | 1 | 1 | 3860 | C1 | 1158 | Freight charges applicable on this product.
Climate Comfort & Heating | Mixing & Distribution Units | 3199 | 31990602 | RM MIX Mixing Unit DN25 | 1 | 1 | 2320 | C1 | 696 | Freight charges applicable on this product.
Climate Comfort & Heating | Mixing & Distribution Units | 3219 | 32190702 | Multimix S32 Hydraulic Separator | 1 | 1 | 3140 | C1 | 942 | Freight charges applicable on this product.
Climate Comfort & Heating | Mixing & Distribution Units | 3222 | 32220702 | Insulated pipe kit to connect Multimix 2-3 Ways | 1 | 1 | 855 | C1 | 256.5 | Freight charges applicable on this product.
Climate Comfort & Heating | Mixing & Distribution Units | 3222 | 32220712 | Insulated pipe kit to connect Multimix 4-5 Ways | 1 | 1 | 970 | C1 | 291 | Freight charges applicable on this product.
Climate Comfort & Heating | Mixing & Distribution Units | 3223 | 32230702 | Multimix C32 Zone Manifold 2 Ways | 1 | 1 | 2300 | C1 | 690 | Freight charges applicable on this product.
Climate Comfort & Heating | Mixing & Distribution Units | 3223 | 32240702 | Multimix C32 Zone Manifold 3 Ways | 1 | 1 | 3090 | C1 | 927 | Freight charges applicable on this product.
Climate Comfort & Heating | Mixing & Distribution Units | 3223 | 32250702 | Multimix C32 Zone Manifold 4 Ways | 1 | 1 | 4470 | C1 | 1341 | Freight charges applicable on this product.
Climate Comfort & Heating | Mixing & Distribution Units | 3223 | 32260702 | Multimix C32 Zone Manifold 5 Ways | 1 | 1 | 5820 | C1 | 1746 | Freight charges applicable on this product.
Climate Comfort & Heating | Mixing & Distribution Units | 3227 | 32270002 | Wall support kit for Multimix C32 | 1 | 1 | 190 | C1 | 57 | Freight charges applicable on this product.
Climate Comfort & Heating | Mixing & Distribution Units | 3228 | 32280702 | RD32 Direct Booster Unit DN32 | 1 | 1 | 3226 | C1 | 967.8 | Freight charges applicable on this product.
Climate Comfort & Heating | Mixing & Distribution Units | 3229 | 32290702 | RM MIX Mixing Unit DN32 | 1 | 1 | 4145 | C1 | 1243.5 | Freight charges applicable on this product.
Climate Comfort & Heating | Mixing & Distribution Units | 3234 | 32340602 | RD25 Direct Booster Unit DN25 High Temp Unit | 1 | 1 | 2999 | C1 | 899.7 | Freight charges applicable on this product.
Climate Comfort & Heating | Mixing & Distribution Units | 3235 | 32350600 | RF25 CONT B.T Mixing Unit - Low Temperature Fixed Point | 1 | 1 | 4290 | C1 | 1287 | Freight charges applicable on this product.
Climate Comfort & Heating | Mixing & Distribution Units | 3235 | 32350610 | RF25 CONT A.T Mixing Unit - High Temperature Fixed Point | 1 | 1 | 4650 | C1 | 1395 | Freight charges applicable on this product.
Climate Comfort & Heating | Mixing & Distribution Units | 3236 | 32360602 | RM25 Climatic Booster Unit | 1 | 1 | 3680 | C1 | 1104 | Freight charges applicable on this product.
Climate Comfort & Heating | Automatic Filling Valve | 3856 | 38560400 | SmartFiller M with gauge automatic filling unit G1/2" (15mm) PN16 | 1 | 6 | 223 | C1 | 66.9
Climate Comfort & Heating | Automatic Filling Valve | 3856 | 38560490 | SmartFiller M without gauge automatic filling unit G1/2" (15mm) PN16 | 1 | 6 | 196 | C1 | 58.8
Climate Comfort & Heating | Safety Relief Valve Kit | 47 | 470610 | Kombiluft Safety unit G1" 3Bar safety valve | 1 | 4 | 270 | C1 | 81
Climate Comfort & Heating | Antifreeze Valve | 4093 | 40930600 | Zerofrost Antifreeze valve for heat pumps 1" | 1 | 1 | 599 | C1 | 179.7
Climate Comfort & Heating | Antifreeze Valve | 4093 | 40930700 | Zerofrost Antifreeze valve for heat pumps 1-1/4" | 1 | 1 | 629 | C1 | 188.7
Climate Comfort & Heating | Bypass Valves | 124 | 1240500 | Differential Pressure Bypass Valve 20mm | 1 | 10 | 128 | C1 | 38.4
Climate Comfort & Heating | Bypass Valves | 124 | 1240600 | Differential Pressure Bypass Valve 25mm | 1 | 10 | 219 | C1 | 65.7
Climate Comfort & Heating | Bypass Valves | 124 | 1240700 | Differential Pressure Bypass Valve 32mm | 1 | 5 | 285 | C1 | 85.5
Climate Comfort & Heating | Zilmet Expansion Vessels | Cal-Pro | ZIL-1300000400 | Zilmet Expansion Tank Cal-Pro 4 Litre - 5Bar max working pressure - preset 1.5Bar | 1 | 1 | 130 | ZIL1 | 91 | Freight charges applicable on this product.
Climate Comfort & Heating | Zilmet Expansion Vessels | Cal-Pro | ZIL-1300000800 | Zilmet Expansion Tank Cal-Pro 8 Litre - 5Bar max working pressure - preset 1.5Bar | 1 | 1 | 135 | ZIL1 | 94.5 | Freight charges applicable on this product.
Climate Comfort & Heating | Zilmet Expansion Vessels | Cal-Pro | ZIL-1300001200 | Zilmet Expansion Tank Cal-Pro 12 Litre - 4Bar max working pressure - preset 1.5Bar | 1 | 1 | 155 | ZIL1 | 108.5 | Freight charges applicable on this product.
Climate Comfort & Heating | Zilmet Expansion Vessels | Cal-Pro | ZIL-1300001800 | Zilmet Expansion Tank Cal-Pro 18 Litre - 4Bar max working pressure - preset 1.5Bar | 1 | 1 | 170 | ZIL1 | 119 | Freight charges applicable on this product.
Climate Comfort & Heating | Zilmet Expansion Vessels | Cal-Pro | ZIL-1300002400 | Zilmet Expansion Tank Cal-Pro 25 Litre - 4Bar max working pressure - preset 1.5Bar | 1 | 1 | 205 | ZIL1 | 143.5 | Freight charges applicable on this product.
Climate Comfort & Heating | Zilmet Expansion Vessels | Cal-Pro | ZIL-1300003500 | Zilmet Expansion Tank Cal-Pro 35 Litre - 4Bar max working pressure - preset 1.5Bar | 1 | 1 | 305 | ZIL1 | 213.5 | Freight charges applicable on this product.
Climate Comfort & Heating | Zilmet Expansion Vessels | Cal-Pro | ZIL-1300003503 | Zilmet Expansion Tank Cal-Pro 35 Litre with Feet - 4Bar max working pressure - preset 1.5Bar | 1 | 1 | 325 | ZIL1 | 227.5 | Freight charges applicable on this product.
Climate Comfort & Heating | Zilmet Expansion Vessels | Cal-Pro | ZIL-1300005000 | Zilmet Expansion Tank Cal-Pro 50 Litre - 4Bar max working pressure - preset 1.5Bar | 1 | 1 | 365 | ZIL1 | 255.5 | Freight charges applicable on this product.
Climate Comfort & Heating | Zilmet Expansion Vessels | Cal-Pro | ZIL-1300005003 | Zilmet Expansion Tank Cal-Pro 50 Litre with Feet - 4Bar max working pressure - preset 1.5Bar | 1 | 1 | 430 | ZIL1 | 301 | Freight charges applicable on this product.
Climate Comfort & Heating | Zilmet Expansion Vessels | Cal-Pro | ZIL-1300008000 | Zilmet Expansion Tank Cal-Pro 80 Litre - 6Bar max working pressure - preset 2Bar | 1 | 1 | 572 | ZIL1 | 400.4 | Freight charges applicable on this product.
Climate Comfort & Heating | Zilmet Expansion Vessels | Cal-Pro | ZIL-1300010500 | Zilmet Expansion Tank Cal-Pro 105 Litre - 6Bar max working pressure - preset 2Bar | 1 | 1 | 795 | ZIL1 | 556.5 | Freight charges applicable on this product.
Climate Comfort & Heating | Zilmet Expansion Vessels | Cal-Pro | ZIL-1300015000 | Zilmet Expansion Tank Cal-Pro 150 Litre - 6Bar max working pressure - preset 2Bar | 1 | 1 | 999 | ZIL1 | 699.3 | Freight charges applicable on this product.
Climate Comfort & Heating | Zilmet Expansion Vessels | Cal-Pro | ZIL-1300020000 | Zilmet Expansion Tank Cal-Pro 200 Litre - 6Bar max working pressure - preset 2.5Bar | 1 | 1 | 1295 | ZIL1 | 906.5 | Freight charges applicable on this product.
Climate Comfort & Heating | Zilmet Expansion Vessels | Cal-Pro | ZIL-1300025000 | Zilmet Expansion Tank Cal-Pro 250 Litre - 6Bar max working pressure - preset 2.5Bar | 1 | 1 | 1595 | ZIL1 | 1116.5 | Freight charges applicable on this product.
Climate Comfort & Heating | Zilmet Expansion Vessels | Cal-Pro | ZIL-1300030000 | Zilmet Expansion Tank Cal-Pro 300 Litre - 6Bar max working pressure - preset 2.5Bar | 1 | 1 | 1915 | ZIL1 | 1340.5 | Freight charges applicable on this product.
Climate Comfort & Heating | Zilmet Expansion Vessels | Cal-Pro | ZIL-1300040000 | Zilmet Expansion Tank Cal-Pro 400 Litre - 6Bar max working pressure - preset 2.5Bar | 1 | 1 | 2660 | ZIL1 | 1862 | Freight charges applicable on this product.
Climate Comfort & Heating | Zilmet Expansion Vessels | Cal-Pro | ZIL-1300050000 | Zilmet Expansion Tank Cal-Pro 500 Litre - 6Bar max working pressure - preset 2.5Bar | 1 | 1 | 3350 | ZIL1 | 2345 | Freight charges applicable on this product.
Climate Comfort & Heating | Zilmet Expansion Vessels | Cal-Pro | ZIL-1300060000 | Zilmet Expansion Tank Cal-Pro 600 Litre - 6Bar max working pressure - preset 2.5Bar | 1 | 1 | 4230 | ZIL1 | 2961 | Freight charges applicable on this product.
Climate Comfort & Heating | Zilmet Expansion Vessels | Ultra-Pro | ZIL-1100002418 | Zilmet Expansion Tank Ultra-Pro 24 Litre - 10Bar max working pressure - preset 1.5Bar | 1 | 1 | 180 | ZIL1 | 126 | Freight charges applicable on this product.
Climate Comfort & Heating | Zilmet Expansion Vessels | Ultra-Pro | ZIL-1100005004 | Zilmet Expansion Tank Ultra-Pro 50 Litre - 10Bar max working pressure - preset 1.5Bar | 1 | 1 | 615 | ZIL1 | 430.5 | Freight charges applicable on this product.
Climate Comfort & Heating | Zilmet Expansion Vessels | Ultra-Pro | ZIL-1100010004 | Zilmet Expansion Tank Ultra-Pro 100 Litre - 10Bar max working pressure - preset 1.5Bar | 1 | 1 | 960 | ZIL1 | 672 | Freight charges applicable on this product.
Climate Comfort & Heating | Zilmet Expansion Vessels | Ultra-Pro | ZIL-1100020004 | Zilmet Expansion Tank Ultra-Pro 200 Litre - 10Bar max working pressure - preset 1.5Bar | 1 | 1 | 1850 | ZIL1 | 1295 | Freight charges applicable on this product.
Climate Comfort & Heating | Zilmet Expansion Vessels | Ultra-Pro | ZIL-1100030004 | Zilmet Expansion Tank Ultra-Pro 300 Litre - 10Bar max working pressure - preset 1.5Bar | 1 | 1 | 2225 | ZIL1 | 1557.5 | Freight charges applicable on this product.
Climate Comfort & Heating | Zilmet Expansion Vessels | Ultra-Pro | ZIL-1100050004 | Zilmet Expansion Tank Ultra-Pro 500 Litre - 10Bar max working pressure - preset 1.5Bar | 1 | 1 | 3520 | ZIL1 | 2464 | Freight charges applicable on this product.
Climate Comfort & Heating | Zilmet Expansion Vessels | Ultra-Pro | ZIL-1100075056 | Zilmet Expansion Tank Ultra-Pro 750 Litre - 10Bar max working pressure - preset 1.5Bar | 1 | 1 | 6299 | ZIL1 | 4409.3 | Freight charges applicable on this product.
Climate Comfort & Heating | Zilmet Expansion Vessels | Ultra-Pro | ZIL-1100100055 | Zilmet Expansion Tank Ultra-Pro 1,000 Litre - 10Bar max working pressure - preset 1.5Bar | 1 | 1 | 7980 | ZIL1 | 5586 | Freight charges applicable on this product.
Climate Comfort & Heating | Zilmet Expansion Vessels |  | RBMS-21-0017 | Wall Bracket to suit Zilmet expansion vessels | 1 | 1 | 50 | ZIL1 | 35 | Freight charges applicable on this product.
Climate Comfort & Heating | Safety Relief Valves | 351 | 3510410 | Safety relief valve G1/2" (15mm) FF 1.5Bar | 1 | 50 | 39 | C1 | 11.7
Climate Comfort & Heating | Safety Relief Valves | 351 | 3510420 | Safety relief valve G1/2" (15mm) FF 2Bar | 1 | 50 | 39 | C1 | 11.7
Climate Comfort & Heating | Safety Relief Valves | 351 | 3510440 | Safety relief valve G1/2" (15mm) FF 3Bar | 1 | 50 | 39 | C1 | 11.7
Climate Comfort & Heating | Safety Relief Valves | 351 | 3510460 | Safety relief valve G1/2" (15mm) FF 4Bar | 1 | 50 | 39 | C1 | 11.7
Climate Comfort & Heating | Safety Relief Valves | 351 | 3510490 | Safety relief valve G1/2" (15mm) FF 6Bar | 1 | 50 | 39 | C1 | 11.7
Climate Comfort & Heating | Safety Relief Valves | 351 | 3510481 | Safety relief valve G1/2" (15mm) FF 8Bar | 1 | 50 | 39 | C1 | 11.7
Climate Comfort & Heating | Safety Relief Valves | 351 | 3510411 | Safety relief valve G1/2" (15mm) FF 10Bar | 1 | 50 | 39 | C1 | 11.7
Climate Comfort & Heating | Safety Relief Valves | 351 | 3510560 | Safety relief valve G3/4" (20mm) FF 4Bar | 1 | 50 | 51 | C1 | 15.3
Climate Comfort & Heating | Safety Relief Valves | 351 | 3510510 | Safety relief valve G3/4" (20mm) FF 1.5Bar | 1 | 48 | 51 | C1 | 15.3
Climate Comfort & Heating | Safety Relief Valves | 351 | 3510520 | Safety relief valve G3/4" (20mm) FF 2Bar | 1 | 48 | 48 | C1 | 14.4
Climate Comfort & Heating | Safety Relief Valves | 351 | 3510530 | Safety relief valve G3/4" (20mm) FF 2.5Bar | 1 | 48 | 48 | C1 | 14.4
Climate Comfort & Heating | Safety Relief Valves | 351 | 3510540 | Safety relief valve G3/4" (20mm) FF 3Bar | 1 | 48 | 51 | C1 | 15.3
Climate Comfort & Heating | Safety Relief Valves | 351 | 3510550 | Safety relief valve G3/4" (20mm) FF 3.5Bar | 1 | 48 | 51 | C1 | 15.3
Climate Comfort & Heating | Safety Relief Valves | 351 | 3510560 | Safety relief valve G3/4" (20mm) FF 4Bar | 1 | 48 | 51 | C1 | 15.3
Climate Comfort & Heating | Safety Relief Valves | 351 | 3510570 | Safety relief valve G3/4" (20mm) FF 4.5Bar | 1 | 48 | 51 | C1 | 15.3
Climate Comfort & Heating | Safety Relief Valves | 351 | 3510580 | Safety relief valve G3/4" (20mm) FF 5Bar | 1 | 48 | 51 | C1 | 15.3
Climate Comfort & Heating | Safety Relief Valves | 351 | 3510590 | Safety relief valve G3/4" (20mm) FF 6Bar | 1 | 48 | 51 | C1 | 15.3
Climate Comfort & Heating | Safety Relief Valves | 351 | 3510571 | Safety relief valve G3/4" (20mm) FF 7Bar | 1 | 48 | 51 | C1 | 15.3
Climate Comfort & Heating | Safety Relief Valves | 351 | 3510581 | Safety relief valve G3/4" (20mm) FF 8Bar | 1 | 48 | 51 | C1 | 15.3
Climate Comfort & Heating | Safety Relief Valves | 351 | 3510511 | Safety relief valve G3/4" (20mm) FF 10Bar | 1 | 48 | 51 | C1 | 15.3
Climate Comfort & Heating | Safety Relief Valves | 353 | 3530420 | Safety relief valve G1/2" (15mm) FF 2Bar with pressure gauge | 1 | 48 | 86 | C1 | 25.8
Climate Comfort & Heating | Safety Relief Valves | 353 | 3530440 | Safety relief valve G1/2" (15mm) FF 3Bar with pressure gauge | 1 | 48 | 86 | C1 | 25.8
Climate Comfort & Heating | Safety Relief Valves | 353 | 3530460 | Safety relief valve G1/2" (15mm) FF 4Bar with pressure gauge | 1 | 48 | 86 | C1 | 25.8
Climate Comfort & Heating | Safety Relief Valves | 353 | 3530470 | Safety relief valve G1/2" (15mm) FF 4.5Bar with pressure gauge | 1 | 48 | 86 | C1 | 25.8
Climate Comfort & Heating | Safety Relief Valves | 353 | 3530490 | Safety relief valve G1/2" (15mm) FF 6Bar with pressure gauge | 1 | 48 | 86 | C1 | 25.8
Climate Comfort & Heating | Safety Relief Valves | 353 | 3530481 | Safety relief valve G1/2" (15mm) FF 8Bar with pressure gauge | 1 | 48 | 86 | C1 | 25.8
Climate Comfort & Heating | Safety Relief Valves | 353 | 3530411 | Safety relief valve G1/2" (15mm) FF 10Bar with pressure gauge | 1 | 48 | 86 | C1 | 25.8
Climate Comfort & Heating | Safety Relief Valves | 353 | 3530510 | Safety relief valve G3/4" (20mm) FF 1.5Bar with pressure gauge | 1 | 48 | 96 | C1 | 28.8
Climate Comfort & Heating | Safety Relief Valves | 353 | 3530520 | Safety relief valve G3/4" (20mm) FF 2Bar with pressure gauge | 1 | 48 | 96 | C1 | 28.8
Climate Comfort & Heating | Safety Relief Valves | 353 | 3530530 | Safety relief valve G3/4" (20mm) FF 2.5Bar with pressure gauge | 1 | 48 | 96 | C1 | 28.8
Climate Comfort & Heating | Safety Relief Valves | 353 | 3530540 | Safety relief valve G3/4" (20mm) FF 3Bar with pressure gauge | 1 | 48 | 96 | C1 | 28.8
Climate Comfort & Heating | Safety Relief Valves | 353 | 3530550 | Safety relief valve G3/4" (20mm) FF 3.5Bar with pressure gauge | 1 | 48 | 96 | C1 | 28.8
Climate Comfort & Heating | Safety Relief Valves | 353 | 3530560 | Safety relief valve G3/4" (20mm) FF 4Bar with pressure gauge | 1 | 48 | 96 | C1 | 28.8
Climate Comfort & Heating | Safety Relief Valves | 353 | 3530570 | Safety relief valve G3/4" (20mm) FF 4.5Bar with pressure gauge | 1 | 48 | 96 | C1 | 28.8
Climate Comfort & Heating | Safety Relief Valves | 353 | 3530580 | Safety relief valve G3/4" (20mm) FF 5Bar with pressure gauge | 1 | 48 | 96 | C1 | 28.8
Climate Comfort & Heating | Safety Relief Valves | 353 | 3530590 | Safety relief valve G3/4" (20mm) FF 6Bar with pressure gauge | 1 | 48 | 96 | C1 | 28.8
Climate Comfort & Heating | Safety Relief Valves | 353 | 3530571 | Safety relief valve G3/4" (20mm) FF 7Bar with pressure gauge | 1 | 48 | 96 | C1 | 28.8
Climate Comfort & Heating | Safety Relief Valves | 353 | 3530581 | Safety relief valve G3/4" (20mm) FF 8Bar with pressure gauge | 1 | 48 | 96 | C1 | 28.8
Climate Comfort & Heating | Safety Relief Valves | 353 | 3530511 | Safety relief valve G3/4" (20mm) FF 10Bar with pressure gauge | 1 | 48 | 96 | C1 | 28.8
Climate Comfort & Heating | Automatic Air Vents | 38 | 38290370 | Check Valve - 3/8"Fx3/8"M | 10 | 50 | 16 | C1 | 4.8
Climate Comfort & Heating | Automatic Air Vents | 38 | 38290470 | Check Valve - 3/8"Fx1/2"M | 10 | 50 | 20 | C1 | 6
Climate Comfort & Heating | Automatic Air Vents | 38 | 380450 | Check Valve-1/2"Fx1/2"M | 10 | 50 | 17 | C1 | 5.1
Climate Comfort & Heating | Automatic Air Vents | 791 | 7910440 | Miniluft CP Polymer automatic airvent 1/2" | 1 | 50 | 58 | C1 | 17.4
Climate Comfort & Heating | Automatic Air Vents | 2827.A | 28270400 | Miniluft Compact Airvent G1/2" 4Bar | 1 | 50 | 61 | C1 | 18.3
Climate Comfort & Heating | Automatic Air Vents | 2828 | 28280310 | Miniluft High Performance Airvent G3/8" 6Bar | 1 | 50 | 71 | C1 | 21.3
Climate Comfort & Heating | Automatic Air Vents | 2828 | 28280400 | Miniluft High Performance Airvent G1/2" 6Bar | 1 | 50 | 70 | C1 | 21
Climate Comfort & Heating | Automatic Air Vents | 3574 | 35740400 | Miniluft High Performance Airvent G1/2" 8Bar | 1 | 50 | 87 | C1 | 26.1
Climate Comfort & Heating | Automatic Air Vents | 2836 | 28360400 | Megaluft High Performance G1/2" 10Bar | 1 | 10 | 135 | C1 | 40.5
Climate Comfort & Heating | Airt & Dirt Separators & Hydraulic Separators | 2830.A | 28300400 | Airterm In-line deaerator 1/2"FF (15mm) 10 BAR | 1 | 6 | 410 | C1 | 123
Climate Comfort & Heating | Airt & Dirt Separators & Hydraulic Separators | 2830.A | 28300500 | Airterm In-line deaerator 3/4"FF (20mm) 10 BAR | 1 | 6 | 429 | C1 | 128.7
Climate Comfort & Heating | Airt & Dirt Separators & Hydraulic Separators | 2830.A | 28300600 | Airterm In-line deaerator 1"FF (25mm) 10 BAR | 1 | 6 | 437 | C1 | 131.1
Climate Comfort & Heating | Airt & Dirt Separators & Hydraulic Separators | 2830.A | 28300700 | Airterm In-line deaerator 1"1/4FF (32mm) 10 BAR | 1 | 6 | 562 | C1 | 168.6
Climate Comfort & Heating | Airt & Dirt Separators & Hydraulic Separators | 2830.A | 28300800 | Airterm In-line deaerator 1"1/2FF (40mm) 10 BAR | 1 | 6 | 758 | C1 | 227.4
Climate Comfort & Heating | Airt & Dirt Separators & Hydraulic Separators | 2830.A | 28300900 | Airterm In-line deaerator 2"FF (50mm) 10 BAR | 1 | 1 | 805 | C1 | 241.5
Climate Comfort & Heating | Airt & Dirt Separators & Hydraulic Separators | 2830.B | 28300972P | Airterm flanged deaerator DN50 10 BAR | 1 | 1 | POA | C1 | 0
Climate Comfort & Heating | Airt & Dirt Separators & Hydraulic Separators | 2830.B | 28301072P | Airterm flanged deaerator DN65 10 BAR | 1 | 1 | POA | C1 | 0
Climate Comfort & Heating | Airt & Dirt Separators & Hydraulic Separators | 2830.B | 28301172P | Airterm flanged deaerator DN80 10 BAR | 1 | 1 | POA | C1 | 0
Climate Comfort & Heating | Airt & Dirt Separators & Hydraulic Separators | 2830.B | 28301372P | Airterm flanged deaerator DN100 10 BAR | 1 | 1 | POA | C1 | 0
Climate Comfort & Heating | Airt & Dirt Separators & Hydraulic Separators | 2830.B | 28301472P | Airterm flanged deaerator DN125 10 BAR | 1 | 1 | POA | C1 | 0
Climate Comfort & Heating | Airt & Dirt Separators & Hydraulic Separators | 2830.B | 28301572P | Airterm flanged deaerator DN150 10 BAR | 1 | 1 | POA | C1 | 0
Climate Comfort & Heating | Airt & Dirt Separators & Hydraulic Separators | 2829.A | 28290400 | Dirterm Mechanical Dirt Separator G1/2" (15mm) | 1 | 6 | 347 | C1 | 104.1
Climate Comfort & Heating | Airt & Dirt Separators & Hydraulic Separators | 2829.A | 28290500 | Dirterm Mechanical Dirt Separator G3/4" (20mm) | 1 | 6 | 362 | C1 | 108.6
Climate Comfort & Heating | Airt & Dirt Separators & Hydraulic Separators | 2829.A | 28290600 | Dirterm Mechanical Dirt Separator G1" (25mm) | 1 | 6 | 370 | C1 | 111
Climate Comfort & Heating | Airt & Dirt Separators & Hydraulic Separators | 2829.A | 28290700 | Dirterm Mechanical Dirt Separator G1 1/4" (32mm) | 1 | 6 | 473 | C1 | 141.9
Climate Comfort & Heating | Airt & Dirt Separators & Hydraulic Separators | 2829.A | 28290800 | Dirterm Mechanical Dirt Separator G1 1/2" (40mm) | 1 | 6 | 621 | C1 | 186.3
Climate Comfort & Heating | Airt & Dirt Separators & Hydraulic Separators | 2829.A | 28290900 | Dirterm Mechanical Dirt Separator G2" (50mm) | 1 | 6 | 633 | C1 | 189.9
Climate Comfort & Heating | Airt & Dirt Separators & Hydraulic Separators | 2829.B | 28290972P | Dirterm flanged deaerator DN50 10 BAR | 1 | 1 | POA | C1 | 0
Climate Comfort & Heating | Airt & Dirt Separators & Hydraulic Separators | 2829.B | 28291072P | Dirterm flanged deaerator DN65 10 BAR | 1 | 1 | POA | C1 | 0
Climate Comfort & Heating | Airt & Dirt Separators & Hydraulic Separators | 2829.B | 28291172P | Dirterm flanged deaerator DN80 10 BAR | 1 | 1 | POA | C1 | 0
Climate Comfort & Heating | Airt & Dirt Separators & Hydraulic Separators | 2829.B | 28291372P | Dirterm flanged deaerator DN100 10 BAR | 1 | 1 | POA | C1 | 0
Climate Comfort & Heating | Airt & Dirt Separators & Hydraulic Separators | 2829.B | 28291472P | Dirterm flanged deaerator DN125 10 BAR | 1 | 1 | POA | C1 | 0
Climate Comfort & Heating | Airt & Dirt Separators & Hydraulic Separators | 2829.B | 28291572P | Dirterm flanged deaerator DN150 10 BAR | 1 | 1 | POA | C1 | 0
Climate Comfort & Heating | Airt & Dirt Separators & Hydraulic Separators | 2831.A | 28310400 | Airterm Dirt Self-cleaning Air & Dirt separator 1/2" (15mm) | 1 | 1 | 505 | C1 | 151.5
Climate Comfort & Heating | Airt & Dirt Separators & Hydraulic Separators | 2831.A | 28310500 | Airterm Dirt Self-cleaning Air & Dirt separator 3/4" (20mm) | 1 | 1 | 515 | C1 | 154.5
Climate Comfort & Heating | Airt & Dirt Separators & Hydraulic Separators | 2831.A | 28310600 | Airterm Dirt Self-cleaning Air & Dirt separator 1" (25mm) | 1 | 1 | 525 | C1 | 157.5
Climate Comfort & Heating | Airt & Dirt Separators & Hydraulic Separators | 2831.A | 28310700 | Airterm Dirt Self-cleaning Air & Dirt separator 1"1/4 (32mm) | 1 | 1 | 662 | C1 | 198.6
Climate Comfort & Heating | Airt & Dirt Separators & Hydraulic Separators | 2831.B | 28310972P | Airterm Dirt Self-cleaning Air & Dirt separator DN50 | 1 | 1 | 2699 | C1 | 809.7
Climate Comfort & Heating | Airt & Dirt Separators & Hydraulic Separators | 2831.B | 28311072P | Airterm Dirt Self-cleaning Air & Dirt separator DN65 | 1 | 1 | 3060 | C1 | 918
Climate Comfort & Heating | Airt & Dirt Separators & Hydraulic Separators | 2831.B | 28311172P | Airterm Dirt Self-cleaning Air & Dirt separator DN80 | 1 | 1 | 3720 | C1 | 1116
Climate Comfort & Heating | Airt & Dirt Separators & Hydraulic Separators | 2831.B | 28311372P | Airterm Dirt Self-cleaning Air & Dirt separator DN100 | 1 | 1 | 4280 | C1 | 1284
Climate Comfort & Heating | Airt & Dirt Separators & Hydraulic Separators | 2831.B | 28311472P | Airterm Dirt Self-cleaning Air & Dirt separator DN125 | 1 | 1 | 6220 | C1 | 1866
Climate Comfort & Heating | Airt & Dirt Separators & Hydraulic Separators | 2831.B | 28311572P | Airterm Dirt Self-cleaning Air & Dirt separator DN150 | 1 | 1 | 7650 | C1 | 2295
Climate Comfort & Heating | Airt & Dirt Separators & Hydraulic Separators | 2831.B | 28311672P | Airterm Dirt Self-cleaning Air & Dirt separator DN200 | 1 | 1 | POA | C1 | 0
Climate Comfort & Heating | Airt & Dirt Separators & Hydraulic Separators | 2831.B | 28311772P | Airterm Dirt Self-cleaning Air & Dirt separator DN250 | 1 | 1 | POA | C1 | 0
Climate Comfort & Heating | Airt & Dirt Separators & Hydraulic Separators | 2831.B | 28311872P | Airterm Dirt Self-cleaning Air & Dirt separator DN300 | 1 | 1 | POA | C1 | 0
Climate Comfort & Heating | Airt & Dirt Separators & Hydraulic Separators | 617.A | 6170612 | 1" (25mm) Threaded hydraulic separator | 1 | 1 | 1579 | C1 | 473.7
Climate Comfort & Heating | Airt & Dirt Separators & Hydraulic Separators | 617.A | 6170712 | 1-1/4" (32mm) Threaded hydraulic separator | 1 | 1 | 1820 | C1 | 546
Climate Comfort & Heating | Airt & Dirt Separators & Hydraulic Separators | 617.A | 6170812 | 1-1/2" (40mm) Threaded hydraulic separator | 1 | 1 | 2350 | C1 | 705
Climate Comfort & Heating | Airt & Dirt Separators & Hydraulic Separators | 617.A | 6170912 | 2" (50mm) Threaded hydraulic separator | 1 | 1 | 3535 | C1 | 1060.5
Climate Comfort & Heating | Airt & Dirt Separators & Hydraulic Separators | 617.B | 6170972 | Flanged Hydraulic Separator DN50 | 1 | 1 | 5190 | C1 | 1557
Climate Comfort & Heating | Airt & Dirt Separators & Hydraulic Separators | 617.B | 6171072 | Flanged Hydraulic Separator DN65 | 1 | 1 | 5485 | C1 | 1645.5
Climate Comfort & Heating | Airt & Dirt Separators & Hydraulic Separators | 617.B | 6171172 | Flanged Hydraulic Separator DN80 | 1 | 1 | 8010 | C1 | 2403
Climate Comfort & Heating | Airt & Dirt Separators & Hydraulic Separators | 617.B | 6171372 | Flanged Hydraulic Separator DN100 | 1 | 1 | 8780 | C1 | 2634
Climate Comfort & Heating | Airt & Dirt Separators & Hydraulic Separators | 617.B | 6171472 | Flanged Hydraulic Separator DN125 | 1 | 1 | POA | C1 | 0
Climate Comfort & Heating | Airt & Dirt Separators & Hydraulic Separators | 617.B | 6171572 | Flanged Hydraulic Separator DN150 | 1 | 1 | POA | C1 | 0
Climate Comfort & Heating | Magnetic Filtration (Boiler, Heat Pump & Commercial) | 3715.A | 37150510 | MG2 Compact Magnetic Filter G3/4" (20mm) | 1 | 6 | 540 | C1 | 162
Climate Comfort & Heating | Magnetic Filtration (Boiler, Heat Pump & Commercial) | 3070.A | 30700500 | MG1 Compact Magnetic Filter G3/4" (20mm) | 1 | 6 | 384 | C1 | 115.2
Climate Comfort & Heating | Magnetic Filtration (Boiler, Heat Pump & Commercial) | 3699 | 36990600 | MP1 Heat pump magnetic filter FF 1" (25mm) | 1 | 4 | 905 | C1 | 271.5
Climate Comfort & Heating | Magnetic Filtration (Boiler, Heat Pump & Commercial) | 3699 | 36990700 | MP1 Heat pump magnetic filter FF 1-1/4" (32mm) | 1 | 4 | POA | C1 | 0
Climate Comfort & Heating | Magnetic Filtration (Boiler, Heat Pump & Commercial) | 3833 | 38330600 | MP2 Heat pump magnetic filter FF 1" (25mm) | 1 | 4 | 783 | C1 | 234.9
Climate Comfort & Heating | Magnetic Filtration (Boiler, Heat Pump & Commercial) | 2405 | 24050500 | Safecleaner2 Magnetic Filter 3/4" (20mm) | 1 | 6 | 529 | C1 | 158.7
Climate Comfort & Heating | Magnetic Filtration (Boiler, Heat Pump & Commercial) | 2405 | 24050600 | Safecleaner2 Magnetic Filter 1" (25mm) | 1 | 4 | 578 | C1 | 173.4
Climate Comfort & Heating | Magnetic Filtration (Boiler, Heat Pump & Commercial) | 2344 | 23440550 | Safecleaner2 Magnetic Filter 3/4" (20mm) with FF Ball Valves | 1 | 6 | 690 | C1 | 207
Climate Comfort & Heating | Magnetic Filtration (Boiler, Heat Pump & Commercial) | 2344 | 23440650 | Safecleaner2 Magnetic Filter 1" (25mm) with FF Ball Valves | 1 | 4 | 860 | C1 | 258
Climate Comfort & Heating | Magnetic Filtration (Boiler, Heat Pump & Commercial) | 2344 | 23440750 | Safecleaner2 Magnetic Filter 1-1/4" (32mm) with FF Ball Valves | 1 | 4 | 910 | C1 | 273
Climate Comfort & Heating | Magnetic Filtration (Boiler, Heat Pump & Commercial) | 2319 | 23190550 | Safecleaner 2, polymer diverter, FF ball valves G3/4" (20mm) | 1 | 6 | 550 | C1 | 165
Climate Comfort & Heating | Magnetic Filtration (Boiler, Heat Pump & Commercial) | 2319 | 23190650 | Safecleaner 2, polymer diverter, FF ball valves G1" (25mm) | 1 | 4 | 710 | C1 | 213
Climate Comfort & Heating | Magnetic Filtration (Boiler, Heat Pump & Commercial) | 2319 | 23190750 | Safecleaner 2, polymer diverter, FF ball valves G1”1/4 (32mm) | 1 | 4 | 755 | C1 | 226.5
Climate Comfort & Heating | Magnetic Filtration (Boiler, Heat Pump & Commercial) | 3548 | 35480500 | Mag-nus2 Magnetic Dirt Separator G3/4" (20mm) | 1 | 4 | 763 | C1 | 228.9
Climate Comfort & Heating | Magnetic Filtration (Boiler, Heat Pump & Commercial) | 2863 | 28630500 | Airterm Mag Air & Dirt Separator G3/4" (20mm) | 1 | 6 | 920 | C1 | 276
Climate Comfort & Heating | Magnetic Filtration (Boiler, Heat Pump & Commercial) | 3602 | 36020400 | MG Magnetic Self-Cleaning Dirt Separator G1/2" (15mm) | 1 | 1 | 4559 | C1 | 1367.7
Climate Comfort & Heating | Magnetic Filtration (Boiler, Heat Pump & Commercial) | 3602 | 36020500 | MG Magnetic Self-Cleaning Dirt Separator G3/4" (20mm) | 1 | 1 | 4582 | C1 | 1374.6
Climate Comfort & Heating | Magnetic Filtration (Boiler, Heat Pump & Commercial) | 3602 | 36020600 | MG Magnetic Self-Cleaning Dirt Separator G1" (25mm) | 1 | 1 | 4979 | C1 | 1493.7
Climate Comfort & Heating | Magnetic Filtration (Boiler, Heat Pump & Commercial) | 3602 | 36020700 | MG Magnetic Self-Cleaning Dirt Separator G1 1/4" (32mm) | 1 | 1 | 5035 | C1 | 1510.5
Climate Comfort & Heating | Magnetic Filtration (Boiler, Heat Pump & Commercial) | 3602 | 36020800 | MG Magnetic Self-Cleaning Dirt Separator G1 1/2" (40mm) | 1 | 1 | 5772 | C1 | 1731.6
Climate Comfort & Heating | Magnetic Filtration (Boiler, Heat Pump & Commercial) | 3602 | 36020900 | MG Magnetic Self-Cleaning Dirt Separator G2" (50mm) | 1 | 1 | 5833 | C1 | 1749.9
Climate Comfort & Heating | Magnetic Filtration (Boiler, Heat Pump & Commercial) | 3541 | 35410910 | MG Plus Magnetic Self-Cleaning Dirt Separator DN50 | 1 | 1 | 13902 | C1 | 4170.6
Climate Comfort & Heating | Magnetic Filtration (Boiler, Heat Pump & Commercial) | 3541 | 35411010 | MG Plus Magnetic Self-Cleaning Dirt Separator DN65 | 1 | 1 | 15475 | C1 | 4642.5
Climate Comfort & Heating | Magnetic Filtration (Boiler, Heat Pump & Commercial) | 3541 | 35411110 | MG Plus Magnetic Self-Cleaning Dirt Separator DN80 | 1 | 1 | 16692 | C1 | 5007.6
Climate Comfort & Heating | Magnetic Filtration (Boiler, Heat Pump & Commercial) | 3541 | 35411310 | MG Plus Magnetic Self-Cleaning Dirt Separator DN100 | 1 | 1 | 18398 | C1 | 5519.4
Climate Comfort & Heating | Magnetic Filtration (Boiler, Heat Pump & Commercial) | 3541 | 35411410 | MG Plus Magnetic Self-Cleaning Dirt Separator DN125 | 1 | 1 | 25259 | C1 | 7577.7
Climate Comfort & Heating | Magnetic Filtration (Boiler, Heat Pump & Commercial) | 3541 | 35411510 | MG Plus Magnetic Self-Cleaning Dirt Separator DN150 | 1 | 1 | 28200 | C1 | 8460
Climate Comfort & Heating | Acid Condensation Neutraliser | 3286 | 32860500 | NT1 Acid Condensation Neutralising Filter | 1 | 6 | 277 | C1 | 83.1
Climate Comfort & Heating | Acid Condensation Neutraliser | 3287 | 32870516 | Pair of Straight hose connection fittings 3/4" DN16 | 6 | 60 | 57 | C1 | 17.1
Climate Comfort & Heating | Acid Condensation Neutraliser | 3287 | 32870520 | Pair of Straight hose connection fittings 3/4" DN20 | 6 | 60 | 59 | C1 | 17.7
Climate Comfort & Heating | Acid Condensation Neutraliser | 3288 | 32880516 | Pair of Elbow hose connection fittings 3/4" DN16 | 6 | 60 | 74 | C1 | 22.2
Climate Comfort & Heating | Acid Condensation Neutraliser | 3288 | 32880520 | Pair of Elbow hose connection fittings 3/4" DN20 | 6 | 60 | 76 | C1 | 22.8
Climate Comfort & Heating | Acid Condensation Neutraliser | 3289 | 32890000 | Insulation shell for NT1 | 1 | 5 | 190 | C1 | 57
Climate Comfort & Heating | Acid Condensation Neutraliser | 3290 | 32900000 | Neutralising load of calcium carbonate (CaC03) | 10 | 40 | 125 | C1 | 37.5
Climate Comfort & Heating | Radiator Valves & Accessories | 3937 | 39370000 | TL1 by Piero Lissoni thermostatic radiator head | 10 | 100 | 69 | C1 | 20.7
Climate Comfort & Heating | Radiator Valves & Accessories | 4196 | 41960000 | Pair of temperature limiting inserts for TL1 | 1 | 10 | 8 | C1 | 2.4
Climate Comfort & Heating | Radiator Valves & Accessories | 590.A | 5900000 | TL10 Thermostatic head with liquid expansion sensor | 10 | 100 | 50 | C1 | 15
Climate Comfort & Heating | Radiator Valves & Accessories | 590.A | 7200030 | TL30 Thermostatic head with liquid expansion sensor | 10 | 100 | 66 | C1 | 19.8
Climate Comfort & Heating | Radiator Valves & Accessories | 590.A | 26330000 | TL70 Thermostatic head with liquid expansion sensor | 10 | 100 | 63 | C1 | 18.9
Climate Comfort & Heating | Radiator Valves & Accessories | 590.A | 30870000 | TL10W Thermostatic head with liquid expansion sensor | 1 | 50 | 101 | C1 | 30.3
Climate Comfort & Heating | Radiator Valves & Accessories | 590.A | 5900010 | TL20 Thermostatic head with distance sensor |  |  | 220 | C1 | 66
Climate Comfort & Heating | Radiator Valves & Accessories | 48 | 480400 | G1/2" Angle radiator valve with thermostatic option for copper or poly pipe | 10 | 100 | 57 | C1 | 17.1
Climate Comfort & Heating | Radiator Valves & Accessories | 49 | 490400 | G1/2" Straight radiator valve with thermostatic option for copper or poly pipe | 10 | 100 | 70 | C1 | 21
Climate Comfort & Heating | Radiator Valves & Accessories | 29 | 290400 | G1/2" Angle lockshield radiator valve copper or poly pipe | 10 | 100 | 55 | C1 | 16.5
Climate Comfort & Heating | Radiator Valves & Accessories | 30 | 300400 | G1/2" Straight lockshield radiator valve copper or poly pipe | 10 | 100 | 65 | C1 | 19.5
Climate Comfort & Heating | Radiator Valves & Accessories | 71 | 711600 | Compression fitting for polyethyle pipe to suit 16x2 | 10 | 100 | 16.5 | C1 | 4.95

## Landed Cost (hidden)
|  | Currency Conversion | 0.59 | 1.16
1 | 2 | 3 | 4 | 5
Product Number | English Description | 2025 Net price | $AUD Net Price | Freight & Clearances
70400 | ?????? | 5.32 | $9.02 | $10.46
80400 | ?????? | 6.35 | $10.76 | $12.48
90400 | ?????? | 5.17 | $8.76 | $10.16
100400 | ?????? | 6.16 | $10.44 | $12.11
270400 | Copper Angle Valve G1/2" | 5.5 | $9.32 | $10.81
270410 | Copper Angle Valve G1/2" | 7.08 | $12.00 | $13.92
280400 | Copper Straight H Valve G 1/2" | 6.38 | $10.81 | $12.54
280410 | Copper Straight H Valve G 1/2" | 7.91 | $13.41 | $15.55
290400 | Copper Corner Locker I G1/2" | 5.3 | $8.98 | $10.42
290410 | Copper Corner Locker I G1/2" | 6.91 | $11.71 | $13.59
300400 | Copper Right Holder L G1/2" | 6.25 | $10.59 | $12.29
300410 | Copper Right Holder L G1/2" | 7.72 | $13.08 | $15.18
380450 | VASA Yellow Check Valve G1/2" | 1.7 | $2.88 | $3.34
390400 | Smart Filler M Feeder G1/2" | 26.08 | $44.20 | $51.28
460400 | Alinox Automatic Feeder G1/2" | 40.04 | $67.86 | $78.72
470610 | Kombiluft Safety Valve G1" 3 bar | 28.94 | $49.05 | $56.90
480400 | Copper Angle Term Lead Valve G1/2" | 5.49 | $9.31 | $10.79
490400 | Copper Straight Terminal Valve G1/2" | 7.15 | $12.12 | $14.06
510495 | RInox Pressure Reducing Valve diaphragm operated stainless steel body 1/2" 6-10 bar | 38.7 | $65.59 | $76.09
510595 | RInox Pressure Reducing Valve diaphragm operated stainless steel body 3/4" 6-10 bar | 38.75 | $65.68 | $76.19
510695 | RInox Pressure Reducing Valve diaphragm operated stainless steel body 1" 6-10 bar | 48.43 | $82.08 | $95.22
510795 | RInox Pressure Reducing Valve diaphragm operated stainless steel body 1 1/4" 6-10 bar | 74.46 | $126.20 | $146.40
510895 | RInox Pressure Reducing Valve diaphragm operated stainless steel body 1 1/2" 6-10 bar | 91.65 | $155.34 | $180.19
510995 | RInox Pressure Reducing Valve diaphragm operated stainless steel body 2" 6-10 bar | 102.76 | $174.17 | $202.04
670680 | Blue Seal 1" | 16.17 | $27.41 | $31.79
870470 | Rinox Due Pressure Reducing Valve pistion operated stainless steel body 1/2" 7 bar | 15.21 | $25.78 | $29.90
870570 | Rinox Due Pressure Reducing Valve pistion operated stainless steel body 3/4" 7 bar | 15.21 | $25.78 | $29.90
870670 | Rinox Due Pressure Reducing Valve pistion operated stainless steel body 1" 7 bar | 28.04 | $47.53 | $55.13
870770 | Rinox Due Pressure Reducing Valve pistion operated stainless steel body 1 1/4" 7 bar | 32.14 | $54.47 | $63.19
870870 | Rinox Due Pressure Reducing Valve pistion operated stainless steel body 1 1/2" 7 bar | 36.32 | $61.56 | $71.41
870970 | Rinox Due Pressure Reducing Valve pistion operated stainless steel body 2" 7 bar | 41.82 | $70.88 | $82.22
1213005 | Radial pressure gauge G1/4" 0-16Bar 50mm | 2.85 | $4.83 | $5.60
1240500 | Differential Bypass Valve G3/4" (20mm) | 14.63 | $24.80 | $28.76
1240600 | Differential Bypass Valve G1" (25mm) | 20.05 | $33.98 | $39.42
1240700 | Differential Bypass Valve G1 1/4" (32mm) | 25.2 | $42.71 | $49.55
1260810 | Threaded Self-cleaning Filter | 101.59 | $172.19 | $199.74
2171660 | Compression Fitting for Polyethylene pipe 16x2 | 1.67 | $2.83 | $3.28
3060002 | Thermo-Electrical Servo Motor 230V AC | 8.69 | $14.73 | $17.09
3060012 | Thermo-Electrical Servo Motor 24V AC | 8.69 | $14.73 | $17.09
3060042 | Thermo-Electrical Servo Motor 230V AC with Auxillary Microswitch | 9.88 | $16.75 | $19.43
3060052 | Thermo-Electrical Servo Motor 24V AC with Auxillary Microswitch | 9.88 | $16.75 | $19.43
3510410 | Safety relief valve G1/2" 1.5 bar | 3.98 | $6.75 | $7.83
3510411 | Safety relief valve G1/2" 10 bar | 4.16 | $7.05 | $8.18
3510420 | Safety relief valve G1/2" 2 bar | 3.98 | $6.75 | $7.83
3510440 | Safety relief valve G1/2" 3 bar | 4.16 | $7.05 | $8.18
3510460 | Safety relief valve G1/2" 4 bar | 4.16 | $7.05 | $8.18
3510481 | Safety relief valve G1/2" 8 bar | 4.16 | $7.05 | $8.18
3510490 | Safety relief valve G1/2" 6 bar | 4.16 | $7.05 | $8.18
3530411 | Safety relief valve with pessure gauge G1/2" 10 bar | 9.19 | $15.58 | $18.07
3530420 | Safety relief valve with pessure gauge G1/2" 2 bar | 8.88 | $15.05 | $17.46
3530440 | Safety relief valve with pessure gauge G1/2" 3 bar | 9.19 | $15.58 | $18.07
3530460 | Safety relief valve with pessure gauge G1/2" 4 bar | 9.19 | $15.58 | $18.07
3530481 | Safety relief valve with pessure gauge G1/2" 8 bar | 9.19 | $15.58 | $18.07
3530490 | Safety relief valve with pessure gauge G1/2" 6 bar | 9.19 | $15.58 | $18.07
3530511 | Safety relief valve with pessure gauge G3/4" 10 bar | 10.02 | $16.98 | $19.70
3530520 | Safety relief valve with pessure gauge G3/4" 2 bar | 9.38 | $15.90 | $18.44
3530540 | Safety relief valve with pessure gauge G3/4" 3 bar | 9.38 | $15.90 | $18.44
3530560 | Safety relief valve with pessure gauge G3/4" 4 bar | 9.38 | $15.90 | $18.44
3530581 | Safety relief valve with pessure gauge G3/4" 8 bar | 10.02 | $16.98 | $19.70
3530590 | Safety relief valve with pessure gauge G3/4" 6 bar | 9.38 | $15.90 | $18.44
3611000 | PANEL KILMA SUPER STRONG SP10 1300X800X33 | 7.5 | $12.71 | $14.75
4490650 | Air and water manual discharge terminal for manifold kits with miniluft air vent 1" | 4.99 | $8.46 | $9.81
4500650 | Air and water manual discharge terminal for manifold kits 1" | 4.73 | $8.02 | $9.30
4641612 | TUBO KILMA-FLEX D=16 X 2,0 L=240 | 0.63 | $1.07 | $1.24
4641622 | Kilma Flex Pe-Xc pipe 16x2 600m roll | 0.63 | $1.07 | $1.24
5900000 | TL10 Thermostatic head with liquid expansion sensor | 4.8 | $8.14 | $9.44
5900010 | TL20 Thermostatic head with distance sensor | 21.24 | $36.00 | $41.76
6170612 | Threaded Hydraulic Separator 1" | 173.54 | $294.14 | $341.20
6170712 | Threaded Hydraulic Separator 1 1/4" | 200.25 | $339.41 | $393.71
6170812 | Threaded Hydraulic Separator 1 1/2" | 258.37 | $437.92 | $507.98
6170912 | Threaded Hydraulic Separator 2" | 388.47 | $658.42 | $763.77
6170972 | Flanged Hydraulic Separator DN50 | 563.35 | $954.83 | $1,107.60
6171072 | Flanged Hydraulic Separator DN65 | 583.36 | $988.75 | $1,146.95
6171172 | Flanged Hydraulic Separator DN80 | 843.69 | $1,429.98 | $1,658.78
6171372 | Flanged Hydraulic Separator DN100 | 863.7 | $1,463.90 | $1,698.12
6171472 | Flanged Hydraulic Separator DN125 | 2175.96 | $3,688.07 | $4,278.16
6171572 | Flanged Hydraulic Separator DN150 | 2296.1 | $3,891.69 | $4,514.37
6190450 | Threaded Balancing Valve 1/2" | 22.89 | $38.80 | $45.00
6190550 | Threaded Balancing Valve 3/4" | 23.35 | $39.58 | $45.91
6190650 | Threaded Balancing Valve 1" | 27.66 | $46.88 | $54.38
6190750 | Threaded Balancing Valve 1 1/4" | 31.13 | $52.76 | $61.20
6190850 | Threaded Balancing Valve 1 1/2" | 46.41 | $78.66 | $91.25
6190950 | Threaded Balancing Valve 2" | 68.86 | $116.71 | $135.39
6191060 | Flanged Balancing Valve DN65 | 183.75 | $311.44 | $361.27
6191160 | Flanged Balancing Valve DN80 | 211.05 | $357.71 | $414.95
6191360 | Flanged Balancing Valve DN100 | 368.55 | $624.66 | $724.61
6191460 | Flanged Balancing Valve DN125 | 528.15 | $895.17 | $1,038.40
6191560 | Flanged Balancing Valve DN150 | 675.15 | $1,144.32 | $1,327.41
6191760 | Flanged Balancing Valve DN200 | 1731.45 | $2,934.66 | $3,404.21
6191960 | Flanged Balancing Valve DN250 | 2390.28 | $4,051.32 | $4,699.53
6200550 | Threaded mesuirng stub pipe G3/4", with pressure plugs | 18.8 | $31.86 | $36.96
6210150 | Pair of Pressure Plugs G1/8" | 10.52 | $17.83 | $20.68
6360050 | Thermometer 0-120°C G1/2" | 18.33 | $31.07 | $36.04
6670000 | SROTOLATORE UNIVERSALE DI TUBO POL. | 152.86 | $259.08 | $300.54
7200030 | TL30 Thermostatic head with liquid expansion sensor | 6.41 | $10.86 | $12.60
7910440 | Miniluft CP Airvent G1/2" | 5.7 | $9.66 | $11.21
8111640 | Standard Safety relief valve F1" x F1 1/4" 3 bar | 31.58 | $53.53 | $62.09
8130420 | VALV.ZONA COMP.3VIE BOCCHETTONI 1/2 | 32.4 | $54.92 | $63.70
8130520 | VALV.ZONA COMP.3VIE BOCCHETTONI 3/4 | 35.16 | $59.59 | $69.13
8130620 | VALV.ZONA COMP.3 VIE BOCCHETTONI 1" | 39.16 | $66.37 | $76.99
8140420 | VALV.ZONA COMP.2VIE BOCCHETTONI 1/2 | 23.96 | $40.61 | $47.11
8140520 | VALV.ZONA COMP.2VIE BOCCHETTONI 3/4 | 24.01 | $40.69 | $47.21
8140620 | VALV.ZONA COMP.2 VIE BOCCHETTONI 1" | 24.14 | $40.92 | $47.46
8167003 | Pressure Reducing Valve Replacement Cartridge 1/2" - 3/4" | 8.76 | $14.85 | $17.22
8201003 | Pressure Reducing Valve Replacement Cartridge 1" | 13.79 | $23.37 | $27.11
8202003 | Pressure Reducing Valve Replacement Cartridge 1 1/4" | 17.57 | $29.78 | $34.54
8203003 | Pressure Reducing Valve Replacement Cartridge 1 1/2" - 2' | 15.72 | $26.64 | $30.91
8454025 | Cartiridge For automatic flow control valve | 22.32 | $37.83 | $43.88
9320100 | Pair of needle adaptors for pressure measurements | 6.99 | $11.85 | $13.74
10020640 | Polymer compact manifold kit 2+2 way with anti-condensation jacket 1" | 105.64 | $179.05 | $207.70
10030640 | Polymer compact manifold kit 3+3 way with anti-condensation jacket 1" | 116.69 | $197.78 | $229.42
10040640 | Polymer compact manifold kit 4+4 way with anti-condensation jacket 1" | 127.11 | $215.44 | $249.91
10050640 | Polymer compact manifold kit 5+5 way with anti-condensation jacket 1" | 139.99 | $237.27 | $275.23
10060640 | Polymer compact manifold kit 6+6 way with anti-condensation jacket 1" | 150.6 | $255.25 | $296.09
10070640 | Polymer compact manifold kit 7+7 way with anti-condensation jacket 1" | 161.14 | $273.12 | $316.82
10080640 | Polymer compact manifold kit 8+8 way with anti-condensation jacket 1" | 172.53 | $292.42 | $339.21
10090640 | Polymer compact manifold kit 9+9 way with anti-condensation jacket 1" | 182.18 | $308.78 | $358.18
10100640 | Polymer compact manifold kit 10+10 way with anti-condensation jacket 1" | 188.41 | $319.34 | $370.43
10110640 | Polymer compact manifold kit 11+11 way with anti-condensation jacket 1" | 206.09 | $349.31 | $405.19
10120640 | Polymer compact manifold kit 12+12 way with anti-condensation jacket 1" | 256.05 | $433.98 | $503.42
10130640 | Polymer compact manifold kit 13+13 way with anti-condensation jacket 1" | 267.05 | $452.63 | $525.05
13611000 | PANN. SUPER STRONG SP10 1300X800X33 | 7.5 | $12.71 | $14.75
13614200 | Kilma Super-Strong Position Board 1300 x 800 x 65 | 10.8 | $18.31 | $21.23
14100610 | Polymer compact manifold kit 2+2 way 1" | 34.71 | $58.83 | $68.24
14100620 | Polymer compact manifold kit 2+2 way 1" with ball valves | 64.42 | $109.19 | $126.66
14110610 | Polymer compact manifold kit 3+3 way 1" | 43.43 | $73.61 | $85.39
14110620 | Polymer compact manifold kit 3+3 way 1" with ball valves | 73.34 | $124.31 | $144.19
14120610 | Polymer compact manifold kit 4+4 way 1" | 50.98 | $86.41 | $100.23
14120620 | Polymer compact manifold kit 4+4 way 1" with ball valves | 80.49 | $136.42 | $158.25
14130610 | Polymer compact manifold kit 5+5 way 1" | 58.25 | $98.73 | $114.53
14130620 | Polymer compact manifold kit 5+5 way 1" with ball valves | 88.03 | $149.20 | $173.08
14140610 | Polymer compact manifold kit 6+6 way 1" | 65.03 | $110.22 | $127.86
14140620 | Polymer compact manifold kit 6+6 way 1" with ball valves | 95.07 | $161.14 | $186.92
14150610 | Polymer compact manifold kit 7+7 way 1" | 74.51 | $126.29 | $146.49
14150620 | Polymer compact manifold kit 7+7 way 1" with ball valves | 103.85 | $176.02 | $204.18
14160610 | Polymer compact manifold kit 8+8 way1" | 82.44 | $139.73 | $162.09
14160620 | Polymer compact manifold kit 8+8 way 1" with ball valves | 111.84 | $189.56 | $219.89
14170610 | Polymer compact manifold kit 9+9 way 1" | 89.48 | $151.66 | $175.93
14170620 | Polymer compact manifold kit 9+9 way 1" with ball valves | 118.99 | $201.68 | $233.95
14180610 | Polymer compact manifold kit 10+10 way 1" | 97.48 | $165.22 | $191.66
14180620 | Polymer compact manifold kit 10+10 way 1" with ball valves | 127.39 | $215.92 | $250.46
14190610 | Polymer compact manifold kit 11+11 way 1" | 133 | $225.42 | $261.49
14190620 | Polymer compact manifold kit 11+11 way 1" with ball valves | 156.78 | $265.73 | $308.25
14200610 | Polymer compact manifold kit 12+12 way 1" | 134.51 | $227.98 | $264.46
14200620 | Polymer compact manifold kit 14+14 way 1" with ball valves | 163.25 | $276.69 | $320.97
14201310 | Polymer compact manifold kit 13+13 way 1" | 143.3 | $242.88 | $281.74
14201320 | Polymer compact manifold kit 12+12 way 1" with ball valves | 172.37 | $292.15 | $338.90
14201410 | Polymer compact manifold kit 14+14 way 1" | 153.07 | $259.44 | $300.95
14201420 | Polymer compact manifold kit 13+13 way 1" with ball valves | 182.09 | $308.63 | $358.01
14220200 | Pair of reducing couplings 1/4"M to 1/8"F | 0.89 | $1.51 | $1.75
14841602 | Kilma Flex Pe-RT pipe 16x2 600m roll | 0.48 | $0.81 | $0.94
14841622 | TUBO KILMA-FLEX D=16X2 L=120 PE-RT | 0.48 | $0.81 | $0.94
14841632 | TUBO KILMA-FLEX D=16X2 L=240 PE-RT | 0.48 | $0.81 | $0.94
15290600 | By-pass with rotatable elbow | 18.04 | $30.58 | $35.47
15412640 | T-FIX MULTI-LAYER PIPE ANTI-CONDES.PE-XC 50M 26X3 PE-XC/AL/PE-RT | 4.06 | $6.88 | $7.98
15442640 | T-FIX MULTI-LAYER PIPE ANTI-CONDES.PE-RT 50M 26X3 | 3.04 | $5.15 | $5.98
20091702 | Kilma Flex Pe-Xa pipe 17x2 600m roll | 0.91 | $1.54 | $1.79
20092002 | Kilma Flex Pe-Xa pipe 20x2 500m roll | 1.1 | $1.86 | $2.16
20120032 | DEUMIDIFICATORE CAP2000B | 5295.8 | $8,975.93 | $10,412.08
20130002 | DEUMIDIF.ISOT.SOFFITTO DW CAP | 3362.5 | $5,699.15 | $6,611.02
20150002 | DEUMID.ISOT.SOFFITTO DEW CAP 1 | 3806.65 | $6,451.95 | $7,484.26
20280620 | Brass compact manifold kit 2+2 way 1" | 97.22 | $164.78 | $191.14
20290620 | Brass compact manifold kit 3+3 way 1" | 113.18 | $191.83 | $222.52
20300620 | Brass compact manifold kit 4+4 way 1" | 124.7 | $211.36 | $245.17
20310620 | Brass compact manifold kit 5+5 way 1" | 135.93 | $230.39 | $267.25
20320620 | Brass compact manifold kit 6+6 way 1" | 156.88 | $265.90 | $308.44
20330620 | Brass compact manifold kit 7+7 way 1" | 171.72 | $291.05 | $337.62
20340620 | Brass compact manifold kit 8+8 way 1" | 193.86 | $328.58 | $381.15
20350620 | Brass compact manifold kit 9+9 way 1" | 211.19 | $357.95 | $415.22
20360620 | Brass compact manifold kit 10+10 way 1" | 222.23 | $376.66 | $436.93
20370620 | Brass compact manifold kit 11+11 way 1" | 252.08 | $427.25 | $495.61
20380620 | Brass compact manifold kit 12+12 way 1" | 272.87 | $462.49 | $536.49
20381320 | Brass compact manifold kit 13+13 way 1" | 287.12 | $486.64 | $564.51
20381420 | Brass compact manifold kit 14+14 way 1" | 301.81 | $511.54 | $593.39
20930553 | ?????? | 8.04 | $13.63 | $15.81
20930653 | ?????? | 12.19 | $20.66 | $23.97
21861200 | ?????? | 13.6 | $23.05 | $26.74
21861210 | ?????? | 13.6 | $23.05 | $26.74
22010430 | T&P Combined Safety Valve G1/2" 3 bar | 15.55 | $26.36 | $30.57
24050500 | Safecleaner 2 Magnetic Filter G3/4" | 48.42 | $82.07 | $95.20
24050600 | Safecleaner 2 Magnetic Filter G1" | 52.82 | $89.53 | $103.85
25171602 | T.HI-PERFORMANCE PLUS 16X2,0 R240M 4 STRATI (PROTE | 0.43 | $0.73 | $0.85
25171612 | T.HI-PERFORMANCE PLUS 16X2,0 R120M 4 STRATI (PROTE | 0.43 | $0.73 | $0.85
25171622 | T.HI-PERFORMANCE PLUS 16X2,0 R600M 4 STRATI (PROTE | 0.43 | $0.73 | $0.85
25810400 | Rinox Pressure reducing valve Plus M G1/2" | 13.14 | $22.27 | $25.83
25810490 | Rinox Pressure reducing valve Plus Smart M G1/2" | 25.28 | $42.85 | $49.70
25810500 | Rinox Pressure reducing valve Plus M G3/4" | 13.14 | $22.27 | $25.83
25810590 | Rinox Pressure reducing valve Plus Smart M G3/4" | 27.46 | $46.54 | $53.99
25810600 | Rinox Pressure reducing valve Plus M G1" | 30.96 | $52.47 | $60.87
25810690 | Rinox Pressure reducing valve Plus Smart M G1" | 49.23 | $83.44 | $96.79
25810700 | Rinox Pressure reducing valve Plus M G1 1/4" | 38.49 | $65.24 | $75.68
25810790 | Rinox Pressure reducing valve Plus Smart M G1 1/4" | 68.3 | $115.76 | $134.28
25810800 | Rinox Pressure reducing valve Plus M G1 1/2" | 47.1 | $79.83 | $92.60
25810890 | Rinox Pressure reducing valve Plus Smart M G1 1/2" | 83.19 | $141.00 | $163.56
25810900 | Rinox Pressure reducing valve Plus M G2" | 58.39 | $98.97 | $114.80
25810990 | Rinox Pressure reducing valve Plus Smart M G2" | 124.41 | $210.86 | $244.60
26230600 | Mixing Manifold and proble holder for Kilma-ECONBLOCK | 153.07 | $259.44 | $300.95
26330000 | TL70 Thermostatic head with liquid expansion sensor | 6.11 | $10.36 | $12.01
26420490 | Angled Radiator Valve G1/2" | 6.84 | $11.59 | $13.45
26430490 | Straight Radiator Valve G1/2" | 8.19 | $13.88 | $16.10
26490500 | Airterm UP Adjustable Air Separator | 61.95 | $105.00 | $121.80
28090411 | Safety relief valve G1/2" x 3/4" 10 bar suitable for sanitary insatallations | 5.19 | $8.80 | $10.20
28090460 | Safety relief valve G1/2" x 3/4" 4 bar suitable for sanitary insatallations | 5.19 | $8.80 | $10.20
28090481 | Safety relief valve G1/2" x 3/4" 8 bar suitable for sanitary insatallations | 5.19 | $8.80 | $10.20
28090490 | Safety relief valve G1/2" x 3/4" 6 bar suitable for sanitary insatallations | 5.19 | $8.80 | $10.20
28090511 | Safety relief valve G3/4" x 1" 10 bar suitable for sanitary insatallations | 7.48 | $12.68 | $14.71
28090560 | Safety relief valve G3/4" x 1" 4 bar suitable for sanitary insatallations | 7.48 | $12.68 | $14.71
28090581 | Safety relief valve G3/4" x 1" 8 bar suitable for sanitary insatallations | 7.48 | $12.68 | $14.71
28090590 | Safety relief valve G3/4" x 1" 6 bar suitable for sanitary insatallations | 7.48 | $12.68 | $14.71
28270400 | Miniluft Compact Airvent G1/2" 4 bar lateral discharge | 6.08 | $10.31 | $11.95
28280310 | Miniluft Compact Airvent G3/8" 6 bar lateral discharge | 6.46 | $10.95 | $12.70
28280400 | Miniluft Compact Airvent G1/2" 6 bar vertical discharge | 6.93 | $11.75 | $13.63
28290400 | Dirterm Self-cleaning Dirt Separator G1/2" | 38.09 | $64.56 | $74.89
28290500 | Dirterm Self-cleaning Dirt Separator G3/4" | 39.81 | $67.47 | $78.27
28290600 | Dirterm Self-cleaning Dirt Separator G1" | 40.58 | $68.78 | $79.78
28290700 | Dirterm Self-cleaning Dirt Separator G1 1/4" | 51.95 | $88.05 | $102.14
28290800 | Dirterm Self-cleaning Dirt Separator G1 1/2" | 68.15 | $115.51 | $133.99
28290900 | Dirterm Self-cleaning Dirt Separator G2" | 69.54 | $117.86 | $136.72
28290972 | Dirterm Flanged Self-cleaning Dirt Separator DN50 | 604.84 | $1,025.15 | $1,189.18
28291072 | Dirterm Flanged Self-cleaning Dirt Separator DN65 |  | $0.00 | $0.00
28291172 | Dirterm Flanged Self-cleaning Dirt Separator DN80 |  | $0.00 | $0.00
28291372 | Dirterm Flanged Self-cleaning Dirt Separator DN100 |  | $0.00 | $0.00
28291472 | Dirterm Flanged Self-cleaning Dirt Separator DN125 |  | $0.00 | $0.00
28291572 | Dirterm Flanged Self-cleaning Dirt Separator DN150 |  | $0.00 | $0.00
28300400 | Airterm In-line deaerator 1/2" 10 bar | 45.03 | $76.32 | $88.53
28300500 | Airterm In-line deaerator 3/4" 10 bar | 47.03 | $79.71 | $92.47
28300600 | Airterm In-line deaerator 1" 10 bar | 47.92 | $81.22 | $94.22
28300700 | Airterm In-line deaerator 1 1/4" 10 bar | 61.74 | $104.64 | $121.39
28300800 | Airterm In-line deaerator 1 1/2" 10 bar | 83.2 | $141.02 | $163.58
28300900 | Airterm In-line deaerator 2" 10 bar | 85.86 | $145.53 | $168.81
28300972 | Airterm Flanged In-line Air Separator DN50 10 bar | 587.61 | $995.95 | $1,155.30
28301072 | Airterm Flanged In-line Air Separator DN65 10 bar |  | $0.00 | $0.00
28301172 | Airterm Flanged In-line Air Separator DN80 10 bar |  | $0.00 | $0.00
28301372 | Airterm Flanged In-line Air Separator DN100 10 bar |  | $0.00 | $0.00
28301472 | Airterm Flanged In-line Air Separator DN125 10 bar |  | $0.00 | $0.00
28301572 | Airterm Flanged In-line Air Separator DN150 10 bar |  | $0.00 | $0.00
28310400 | Airterm Self-cleaning Air and Dirt Separator G1/2" | 55.41 | $93.92 | $108.94
28310500 | Airterm Self-cleaning Air and Dirt Separator G3/4" | 56.61 | $95.95 | $111.30
28310600 | Airterm Self-cleaning Air and Dirt Separator G1" | 57.65 | $97.71 | $113.35
28310700 | Airterm Self-cleaning Air and Dirt Separator G1 1/4" | 72.62 | $123.08 | $142.78
28310972 | Airterm Flanged Self-cleaning Air and Dirt Separator DN50 | 692.3 | $1,173.39 | $1,361.13
28311072 | Airterm Flanged Self-cleaning Air and Dirt Separator DN65 | 720.68 | $1,221.49 | $1,416.93
28311172 | Airterm Flanged Self-cleaning Air and Dirt Separator DN80 |  | $0.00 | $0.00
28311372 | Airterm Flanged Self-cleaning Air and Dirt Separator DN100 | 2028.22 | $3,437.66 | $3,987.69
28311472 | Airterm Flanged Self-cleaning Air and Dirt Separator DN125 | 2271.64 | $3,850.24 | $4,466.28
28311572 | Airterm Flanged Self-cleaning Air and Dirt Separator DN150 | 2364.98 | $4,008.44 | $4,649.79
28360400 | Megaluft HP G1/2" 10 bar | 13.35 | $22.63 | $26.25
28480700 | Rinox Pressure reducing valve Plus M G1 1/4" with anti-dezincification brass body | 38.49 | $65.24 | $75.68
28480800 | Rinox Pressure reducing valve Plus M G1 1/2" with anti-dezincification brass body | 47.1 | $79.83 | $92.60
28480900 | Rinox Pressure reducing valve Plus M G2" with anti-dezincification brass body | 58.39 | $98.97 | $114.80
28600502 | Ball bib-cock, with lever handle | 5.16 | $8.75 | $10.15
28630500 | Airterm Self-cleaning Air and Dirt Separator G3/4" | 84.26 | $142.81 | $165.66
28740410 | Automatic Flow Control Valve with Adjustable cartridge, provided with pressure plugs 100-412 L/H G1/2" | 53.35 | $90.42 | $104.89
28740420 | Automatic Flow Control Valve with Adjustable cartridge, provided with pressure plugs 157-609 L/H G1/2" | 53.98 | $91.49 | $106.13
28740430 | Automatic Flow Control Valve with Adjustable cartridge, provided with pressure plugs 275-825 L/H G1/2" | 53.98 | $91.49 | $106.13
28740440 | Automatic Flow Control Valve with Adjustable cartridge, provided with pressure plugs 406-1270 L/H G1/2" | 53.98 | $91.49 | $106.13
28740450 | Pressure independent control valve. provided with pressure plugs 57-575 L/H G1/2" | 48.02 | $81.39 | $94.41
28740460 | Pressure independent control valve. provided with pressure plugs 64-1110 L/H G1/2" | 48.02 | $81.39 | $94.41
28740510 | Automatic Flow Control Valve with Adjustable cartridge, provided with pressure plugs 100-412 L/H G3/4" | 57.58 | $97.59 | $113.21
28740520 | Automatic Flow Control Valve with Adjustable cartridge, provided with pressure plugs 157-609 L/H G3/4" | 57.58 | $97.59 | $113.21
28740530 | Automatic Flow Control Valve with Adjustable cartridge, provided with pressure plugs 275-825 L/H G3/4" | 57.58 | $97.59 | $113.21
28740540 | Automatic Flow Control Valve with Adjustable cartridge, provided with pressure plugs 406-1270 L/H G3/4" | 57.58 | $97.59 | $113.21
28740550 | Pressure independent control valve. provided with pressure plugs 57-575 L/H G3/4" | 54.47 | $92.32 | $107.09
28740560 | Pressure independent control valve. provided with pressure plugs 64-1110 L/H G3/4" | 56.23 | $95.31 | $110.55
28740610 | Automatic Flow Control Valve with Adjustable cartridge, provided with pressure plugs 100-412 L/H G1" | 60.87 | $103.17 | $119.68
28740620 | Automatic Flow Control Valve with Adjustable cartridge, provided with pressure plugs 275-825 L/H G1" | 60.87 | $103.17 | $119.68
28740630 | Automatic Flow Control Valve with Adjustable cartridge, provided with pressure plugs 275-825 L/H G1" | 60.87 | $103.17 | $119.68
28740640 | Automatic Flow Control Valve with Adjustable cartridge, provided with pressure plugs 406-1270 L/H G1" | 60.87 | $103.17 | $119.68
28740650 | Pressure independent control valve. provided with pressure plugs 57-575 L/H G1" | 68.68 | $116.41 | $135.03
28740660 | Pressure independent control valve. provided with pressure plugs 64-1110 L/H G1" | 64.64 | $109.56 | $127.09
28810022 | Thermo-electric actuator 230V AC | 11.49 | $19.47 | $22.59
28820002 | Electromechanical actuator 24V AC | 52.78 | $89.46 | $103.77
28820012 | Electromechanical actuator 110-230V AC | 61.94 | $104.98 | $121.78
28820022 | Electromechanical actuator 24V AC 3 Points | 51.27 | $86.90 | $100.80
29090400 | Rinox Pressure reducing valve Plus Smart M G1/2" with anti-dezincification brass body | 25.28 | $42.85 | $49.70
29090500 | Rinox Pressure reducing valve Plus Smart M G3/4" with anti-dezincification brass body | 27.46 | $46.54 | $53.99
29090600 | Rinox Pressure reducing valve Plus Smart M G1" with anti-dezincification brass body | 49.23 | $83.44 | $96.79
29090700 | Rinox Pressure reducing valve Plus Smart M G1 1/4" with anti-dezincification brass body | 68.3 | $115.76 | $134.28
29090800 | Rinox Pressure reducing valve Plus Smart M G1 1/2" with anti-dezincification brass body | 83.19 | $141.00 | $163.56
29090900 | Rinox Pressure reducing valve Plus Smart M G2" with anti-dezincification brass body | 124.41 | $210.86 | $244.60
29440002 | SERVOMOTORE VALV.ZONA COMP. 230VAC | 10.77 | $18.25 | $21.17
29440012 | SERVOMOTORE VALV.ZONA COMPAT. 24VAC | 10.77 | $18.25 | $21.17
29440042 | SERVOMOT.VAL.ZONA COMP.230VAC+MICRO | 12.25 | $20.76 | $24.08
29440052 | SERVOMOT.VALV.ZONA COMP.24VAC+MICRO | 12.25 | $20.76 | $24.08
29590600 | Full bore ball valve, lever handle operated, FF connections | 10.49 | $17.78 | $20.62
30700500 | MG1 Compact Magnetic Filter G3/4" | 35.15 | $59.58 | $69.11
30870000 | TL10W Thermostatic head with liquid expansion sensor | 9.77 | $16.56 | $19.21
31530400 | Automatic piston operated filler G1/2" | 19.9 | $33.73 | $39.13
31970602 | GRUPPO RILANCIO DIRETTO RBM RD 1" | 223.37 | $378.59 | $439.17
32020610 | Modular brass manifold kit with a 37mm centre-to-centre distance 2+2 way 1" | 59.3 | $100.51 | $116.59
32030610 | Modular brass manifold kit with a 37mm centre-to-centre distance 3+3 way 1" | 75.93 | $128.69 | $149.29
32040610 | Modular brass manifold kit with a 37mm centre-to-centre distance 4+4 way 1" | 87.79 | $148.80 | $172.60
32050610 | Modular brass manifold kit with a 37mm centre-to-centre distance +5 way 1" | 105.16 | $178.24 | $206.76
32060610 | Modular brass manifold kit with a 37mm centre-to-centre distance 6+6 way 1" | 116.53 | $197.51 | $229.11
32070610 | Modular brass manifold kit with a 37mm centre-to-centre distance 7+7 way 1" | 129.32 | $219.19 | $254.26
32080610 | Modular brass manifold kit with a 37mm centre-to-centre distance 8+8 way 1" | 142.24 | $241.08 | $279.66
32090610 | Modular brass manifold kit with a 37mm centre-to-centre distance 9+9 way 1" | 160.09 | $271.34 | $314.75
32100610 | Modular brass manifold kit with a 37mm centre-to-centre distance 10+10 way 1" | 172.84 | $292.95 | $339.82
32110610 | Modular brass manifold kit with a 37mm centre-to-centre distance 11+11 way 1" | 184.14 | $312.10 | $362.04
32120610 | Modular brass manifold kit with a 37mm centre-to-centre distance 12+12 way 1" | 196.39 | $332.86 | $386.12
32130610 | Modular brass manifold kit with a 37mm centre-to-centre distance 13+13 way 1" | 219.2 | $371.53 | $430.97
32140610 | Modular brass manifold kit with a 37mm centre-to-centre distance 14+14 way 1" | 232.65 | $394.32 | $457.41
32220702 | KIT TUBI CONNESSIONE DN32 (2-3 VIE) | 97.84 | $165.83 | $192.36
32220712 | KIT TUBI CONNESSIONE DN32 (4-5 VIE) | 111.03 | $188.19 | $218.30
32230702 | COLLETTORE RBM MULTIMIX DN32 2 VIE | 263.56 | $446.71 | $518.19
32240702 | COLLETTORE RBM MULTIMIX DN32 3 VIE | 354.32 | $600.54 | $696.63
32250702 | COLLETTORE RBM MULTIMIX DN32 4 VIE | 511.75 | $867.37 | $1,006.15
32260702 | COLLETTORE RBM MULTIMIX DN32 5 VIE | 666.69 | $1,129.98 | $1,310.78
32270002 | SUPPORTO A MURO RBM MULTIMIX COLL32 | 21.49 | $36.42 | $42.25
32280702 | GRUPPO RILANCIO DIRETTO RBM RD32 | 369.23 | $625.81 | $725.94
32290702 | GR.RILANCIO CLIMATICO RBM RM MIX32 | 475.29 | $805.58 | $934.47
32330002 | SERVOCOMANDO ELE.AUTOREGOLANTE 230V | 205.71 | $348.66 | $404.45
32340602 | MOD.CONT.DIRETTO MULTIMIX RD CONT25 | 343.9 | $582.88 | $676.14
32350600 | MOD.CONTAB.MULTIMIX RF CONT 25+TL50 | 491.74 | $833.46 | $966.81
32350610 | MOD.CONT.MULTIMIX RF CONT 25+TL70S | 532.85 | $903.14 | $1,047.64
32360602 | MOD.CONTABILIZZ.MULTIMIX RM CONT 25 | 421.56 | $714.51 | $828.83
32860500 | NT1 Acid condensation neutralising filter. | 25.33 | $42.93 | $49.80
34644002 | KILMA Super Strong Sound Stop EVO Positioning Board 1400 x 800 SP40 | 15.69 | $26.59 | $30.85
34910500 | Dirtem UP Self-Cleaning Dirt Separator G3/4" | 58.59 | $99.31 | $115.19
34990002 | Kilma Set 2 multizone regulator. | 349.49 | $592.36 | $687.13
35010012 | W60 Power Supply 12v 60W | 57.67 | $97.75 | $113.39
35020002 | Imersion Temperature probe for Kilma set 2 | 34.95 | $59.24 | $68.72
35020012 | External ETP Probe for external temperature | 17.47 | $29.61 | $34.35
35020032 | STP probe holder drain | 17.47 | $29.61 | $34.35
35030002 | Blind room temperature probe square white | 27.96 | $47.39 | $54.97
35030012 | Blind room temperature probe square black | 26.63 | $45.14 | $52.36
35030102 | TA-01 Blind room temperature probe silver | 27.96 | $47.39 | $54.97
35030202 | TA-02 Blind room temperature probe white | 27.96 | $47.39 | $54.97
35030302 | TA-03 Blind room temperature probe white | 27.96 | $47.39 | $54.97
35030402 | TA-04 Blind room temperature probe black | 27.96 | $47.39 | $54.97
35030502 | TA-05 Blind room temperature probe white | 27.96 | $47.39 | $54.97
35030512 | TA-05s EVO Blind room temperature probe white | 27.96 | $47.39 | $54.97
35030602 | TA-06 Blind room temperature probe black | 27.96 | $47.39 | $54.97
35030612 | TA-06s EVO Blind room temperature probe black | 27.96 | $47.39 | $54.97
35030702 | TA-07 Blind room temperature probe | 27.96 | $47.39 | $54.97
35030712 | TA-07 EVO Blind room temperature probe | 27.96 | $47.39 | $54.97
35040002 | THB Blind room temperature and humidty probe square white | 110.09 | $186.59 | $216.45
35040012 | THB Blind room temperature and humidty probe square black | 104.85 | $177.71 | $206.15
35040102 | THB-01 Blind room temperature and humidty probe silver | 110.09 | $186.59 | $216.45
35040202 | THB-02 Blind room temperature and humidty probe white | 110.09 | $186.59 | $216.45
35040302 | THB-03 Blind room temperature and humidty probe white | 110.09 | $186.59 | $216.45
35040402 | THB-04 Blind room temperature and humidty probe black | 110.09 | $186.59 | $216.45
35040502 | THB-05 Blind room temperature and humidty probe white | 110.09 | $186.59 | $216.45
35040512 | THB-05s EVO Blind room temperature and humidty probe white | 110.09 | $186.59 | $216.45
35070002 | Kilma Set Touch control white | 216.35 | $366.69 | $425.37
35070012 | Kilma Set Touch control black | 216.35 | $366.69 | $425.37
35070102 | Kilma Set Touch-01 control silver | 227.17 | $385.03 | $446.64
35070202 | Kilma Set Touch-02 control white | 227.17 | $385.03 | $446.64
35070302 | Kilma Set Touch-03 control white | 227.17 | $385.03 | $446.64
35070402 | Kilma Set Touch-04 control black | 227.17 | $385.03 | $446.64
35070502 | Kilma Set Touch-05 control white | 227.17 | $385.03 | $446.64
35070512 | Kilma Set Touch-05s EVO control white | 227.17 | $385.03 | $446.64
35070602 | Kilma Set Touch-06 control black | 227.17 | $385.03 | $446.64
35070612 | Kilma Set Touch-06s EVO control black | 227.17 | $385.03 | $446.64
35070702 | Kilma Set Touch-07 control | 227.17 | $385.03 | $446.64
35070712 | Kilma Set Touch-07s EVO control | 227.17 | $385.03 | $446.64
35088012 | Kilma Set Touch 2.0 w/ WI-FI | 419.39 | $710.83 | $824.56
35090012 | MODULO TELEGESTIONE KILMA SET LAN | 375.71 | $636.80 | $738.68
35230637 | Kilma Ecomix RF 37 mixing unit | 240.51 | $407.64 | $472.87
35230651 | Kilma Ecomix RF 50 mixing unit | 281.45 | $477.03 | $553.36
35410910 | MG Plus Magnetic Filter DN50 | 1484.96 | $2,516.88 | $2,919.58
35411010 | MG Plus Magnetic Filter DN65 | 1652.7 | $2,801.19 | $3,249.38
35411110 | MG Plus Magnetic Filter DN80 | 1782.92 | $3,021.90 | $3,505.40
35411310 | MG Plus Magnetic Filter DN100 | 1965.16 | $3,330.78 | $3,863.70
35411410 | MG Plus Magnetic Filter DN125 | 2698.01 | $4,572.90 | $5,304.56
35411510 | MG Plus Magnetic Filter DN150 | 3012.11 | $5,105.27 | $5,922.11
35480500 | Mag-Nus 2 Self-cleaning Magnetic Filter G3/4" | 69.77 | $118.25 | $137.17
35660000 | Portable Electronic Differential Pressure and Flow Measuring Instruments | 2086.19 | $3,535.92 | $4,101.66
35740400 | Miniluft HP Airvent G1/2" vertical discharge | 8.62 | $14.61 | $16.95
36020400 | MG Compact Self-cleaning Magnetic Filter G1/2" | 486.86 | $825.19 | $957.22
36020500 | MG Compact Self-cleaning Magnetic Filter G3/4" | 489.51 | $829.68 | $962.43
36020600 | MG Compact Self-cleaning Magnetic Filter G1" | 531.9 | $901.53 | $1,045.77
36020700 | MG Compact Self-cleaning Magnetic Filter G1 1/4" | 537.79 | $911.51 | $1,057.35
36020800 | MG Compact Self-cleaning Magnetic Filter G1 1/2" | 616.59 | $1,045.07 | $1,212.28
36020900 | MG Compact Self-cleaning Magnetic Filter G2" | 623.08 | $1,056.07 | $1,225.04
36990600 | MP1 Self-Cleaning Magnetic Filter | 82.82 | $140.37 | $162.83
37150510 | MG2 Under-boiler Magnetic Filter | 49.38 | $83.69 | $97.09
37170500 | Fan Coil Unit (FCU) 400 L/H | 131.5 | $222.88 | $258.54
37170510 | Fan Coil Unit (FCU) 700 L/H | 131.5 | $222.88 | $258.54
37170520 | Fan Coil Unit (FCU) 1300 L/H | 131.5 | $222.88 | $258.54
37580420 | VALV. ZONA FAN COIL 2 VIE 1/2" MM | 8.67 | $14.69 | $17.05
37580520 | VALV. ZONA FAN COIL 2 VIE 3/4" MM | 14.1 | $23.90 | $27.72
37730700 | Double Swivel Straight Fitting G1 1/4"F x G1 1/4"F | 12.72 | $21.56 | $25.01
37730710 | Double Swivel Straight Fitting G1 1/4"F x G1"F | 13.22 | $22.41 | $25.99
38150000 | Insulation Casing for MP1 | 30.2 | $51.19 | $59.38
38290370 | ?????? | 1.42 | $2.41 | $2.79
38290470 | ?????? | 1.94 | $3.29 | $3.81
38330600 | MP2 Self-cleaning Magnetic Filter | 71.62 | $121.39 | $140.81
38412010 | PANNEL. KILMA FUTURA SP20 PAS.100MM | 31.58 | $53.53 | $62.09
38412510 | PANNEL. KILMA FUTURA SP25 PAS.100MM | 28.01 | $47.47 | $55.07
38413310 | PANNEL. KILMA FUTURA SP33 PAS.100MM | 30.48 | $51.66 | $59.93
38414810 | PANNEL. KILMA FUTURA SP48 PAS.100MM | 37.32 | $63.25 | $73.37
38560400 | Smartfiller Automatic Filling Unit with Gauge G1/2" | 23.15 | $39.24 | $45.52
38560490 | Smartfiller Automatic Filling Unit without Gauge G1/2" | 20.03 | $33.95 | $39.38
39370000 | TESTA TERMOSTATICA TL1 BY P.LISSONI SOSTITUISCE LA 05900000 | 5.04 | $8.54 | $9.91
40370400 | DETENTORE ANGOLO RAME 1/2 NEW LINE | 5.4 | $9.15 | $10.62
40390400 | DETENTORE DIRITTO RAME 1/2 NEW LINE | 6.76 | $11.46 | $13.29
41960000 | PIN LIMITAZIONE CORSA TESTA TERMOST | 0.45 | $0.76 | $0.88
86106043 | Total passage ball valve for water, with incorporated water gauge ( Blue) | 10.28 | $17.42 | $20.21
86106053 | Total passage ball valve for water, with incorporated water gauge ( Red) | 10.31 | $17.47 | $20.27
2319.05.50 | Safecleaner 2, polymer diverter, FF ball valves G3/4" | 49.73 | $84.29 | $97.77
2319.06.50 | Safecleaner 2, polymer diverter, FF ball valves G1" | 64.54 | $109.39 | $126.89
2319.07.50 | Safecleaner 2, polymer diverter, FF ball valves G1”1/4 | 68.08 | $115.39 | $133.85
2344.05.50 | Safecleaner 2, diverter in brass, FF ball valves G3/4" | 62.52 | $105.97 | $122.92
2344.06.50 | Safecleaner 2, diverter in brass, FF ball valves G1" | 78.61 | $133.24 | $154.56
2344.07.50 | Safecleaner 2, diverter in brass, FF ball valves G1”1/4 | 82.73 | $140.22 | $162.66
2405.05.00 | Safecleaner 2 Magnetic Filter G3/4" | 48.42 | $82.07 | $95.20
2405.06.00 | Safecleaner 2 Magnetic Filter G1" | 52.82 | $89.53 | $103.85
308534I0 | Everest Check Valve 3/4" | 8.04 | $13.63 | $15.81
337210NI | Heavy full bore ball valve FF b-fly handle G1" | 12.94 | $21.93 | $25.44
25810400LF | Rinox Pressure reducing valve Plus M G1/2" | 15.01 | $25.44 | $29.51
25810490LF | Rinox Pressure reducing valve Plus Smart M G1/2" | 27.69 | $46.93 | $54.44
25810500LF | Rinox Pressure reducing valve Plus M G3/4" | 15.01 | $25.44 | $29.51
25810590LF | Rinox Pressure reducing valve Plus Smart M G3/4" | 30.07 | $50.97 | $59.12
25810600LF | Rinox Pressure reducing valve Plus M G1" | 36.86 | $62.47 | $72.47
25810690LF | Rinox Pressure reducing valve Plus Smart M G1" | 56.27 | $95.37 | $110.63
25810700LF | Rinox Pressure reducing valve Plus M G1 1/4" | 45.83 | $77.68 | $90.11
25810790LF | Rinox Pressure reducing valve Plus Smart M G1 1/4" | 78.06 | $132.31 | $153.47
25810800LF | Rinox Pressure reducing valve Plus M G1 1/2" | 56.08 | $95.05 | $110.26
25810890LF | Rinox Pressure reducing valve Plus Smart M G1 1/2" | 95.08 | $161.15 | $186.94
25810900LF | Rinox Pressure reducing valve Plus M G2" | 72.29 | $122.53 | $142.13
25810990LF | Rinox Pressure reducing valve Plus Smart M G2" | 148.11 | $251.03 | $291.20
711600 | RACCORDO TUBO POLIET.COD.71 D=16X2 | 1.69 | $2.86 | $3.32
2080510 | FLUSSIMETRO SEMPLICE 3/4" | 10.89 | $18.46 | $21.41
2171700 | RACCORDO POLIET.COD.217 *17 x 2 | 1.83 | $3.10 | $3.60
2172000 | RACCORDO POLIET.COD.217 *20 x 2 | 2.37 | $4.02 | $4.66
2241600 | RACCORDO POLIET.COD.224 *16 x 2 | 1.76 | $2.98 | $3.46
2242000 | RACCORDO POLIET.COD.224 *20 x 2 | 2.26 | $3.83 | $4.44
4640802 | TUBO KILMA-FLEX D=8 X 1 L=1000 | 0.33 | $0.56 | $0.65
4641002 | TUBO KILMA-FLEX D=10 X 1,2 L=1000 | 0.32 | $0.54 | $0.63
4641702 | TUBO K-F D=17 X 2,0 L=240 PEX-C | 0.72 | $1.22 | $1.42
4641712 | TUBO K-F D=17 X 2,0 L=120 PEX-C | 0.75 | $1.27 | $1.47
4641722 | TUBO K-F D=17 X 2,0 L=600 PEX-C | 0.7 | $1.19 | $1.38
4642002 | TUBO K-F D=20 X 2,0 L=240 PEX-C | 1 | $1.69 | $1.97
4642032 | TUBO K-F D=20 X 2,0 L=500 PEX-C | 0.93 | $1.58 | $1.83
4642502 | TUBO KILMA-FLEX D=25 X 2,3 L=240 | 1.61 | $2.73 | $3.17
4642522 | TUBO KILMA-FLEX D=25 X 2,3 L=310 | 1.54 | $2.61 | $3.03
4690002 | ATTREZZO FISSAGRAFFETTE | 205.13 | $347.68 | $403.31
6032012 | REGGICURVA PLASTICA X TUBO *20 | 0.98 | $1.66 | $1.93
6032502 | CURVA REGGITUBO SPECIAL 90 D = 25 | 1.07 | $1.81 | $2.10
13611800 | PANN. SUPER STRONG SP18 1300X800X41 | 8.22 | $13.93 | $16.16
13612800 | PANN..SUPER STRONG SP28 1300X800X51 | 9.47 | $16.05 | $18.62
13614200 | PANN. SUPER STRONG SP42 1300X800X65 | 10.8 | $18.31 | $21.23
13615000 | PANN. SUPER STRONG SP50 1300X800X73 | 12.37 | $20.97 | $24.32
14841702 | TUBO KILMA-FLEX D=17X2 L=240 PE-RT | 0.54 | $0.92 | $1.06
14841712 | TUBO KILMA-FLEX D=17X2 L=120 PE-RT | 0.55 | $0.93 | $1.08
14841722 | TUBO KILMA-FLEX D=17X2 L=600 PE-RT | 0.5 | $0.85 | $0.98
14842002 | TUBO KILMA-FLEX D=20X2 L=500 PE-RT | 0.7 | $1.19 | $1.38
14842502 | TUBO KILMA-FLEX D25X2,3 L=310 PE-RT | 0.98 | $1.66 | $1.93
14842512 | TUBO KILMA-FLEX D25X2,3 L=240 PE-RT | 0.99 | $1.68 | $1.95
15310651 | CENT.RF ECO BT POL.PO.VAR.S/COL/CAS | 284.48 | $482.17 | $559.32
15310671 | CENT.RF ECO AT POL.PO.VAR.S/COL/CAS | 342.88 | $581.15 | $674.14
19381300 | PANNEL. KILMA BULL SP13 1200X800X33 DENSITA' 35 - | 7.46 | $12.64 | $14.67
19382500 | PANNEL. KILMA BULL SP25 1200X800X45 DENSITA' 30 - | 8.22 | $13.93 | $16.16
19384000 | PANNEL. KILMA-BULL SP40 1200X800X60 DENSITA' 30 - | 10.14 | $17.19 | $19.94
19782002 | PANNELL.KILMA ROLL+AL EPS150 SP20MM | 7.81 | $13.24 | $15.36
19783002 | PANNELL.KILMA ROLL+AL EPS150 SP30MM | 9.23 | $15.64 | $18.15
19784002 | PANNELL.KILMA ROLL+AL EPS150 SP40MM | 10.65 | $18.05 | $20.94
19785002 | PANNELL.KILMA ROLL+AL EPS150 SP50MM | 12.06 | $20.44 | $23.71
23190550 | SAFECLEANER 2 DEV.POL.VAL.SF.3/4"FF | 49.73 | $84.29 | $97.77
23190650 | SAFECLEANER 2 DEV.POL.VAL.SFER.1"FF | 64.54 | $109.39 | $126.89
23190750 | SAFECLEANER 2 DEV.POL.VA.SF.1"1/4FF | 68.08 | $115.39 | $133.85
23440550 | SAFECLEANER 2 DEV.OTT.VAL.SF.3/4"FF | 62.52 | $105.97 | $122.92
23440650 | SAFECLEANER 2 DEV.OTT.VAL.SFER.1"FF | 78.61 | $133.24 | $154.56
23440750 | SAFECLEANER 2 DEV.OTT.VA.SF.1"1/4FF | 82.73 | $140.22 | $162.66
25171702 | T.HI-PERFORMANCE PLUS 17X2,0 R240M 4 STRATI (PROTE | 0.45 | $0.76 | $0.88
25171712 | T.HI-PERFORMANCE PLUS 17X2,0 R120M 4 STRATI (PROTE | 0.47 | $0.80 | $0.92
25171722 | T.HI-PERFORMANCE PLUS 17X2,0 R600M 4 STRATI (PROTE | 0.42 | $0.71 | $0.83
25172002 | T.HI-PERFORMANCE PLUS 20X2,0 R240M 4 STRATI (PROTE | 0.66 | $1.12 | $1.30
25172032 | T.HI-PERFORMANCE PLUS 20X2,0 R500M 4 STRATI (PROTE | 0.59 | $1.00 | $1.16
31950602 | MODULO DISTRIBUZ.MULTIMIX 2 ZONE 1" | 192.45 | $326.19 | $378.38
31960602 | MODULO DISTRIBUZ.MULTIMIX 3 ZONE 1" | 243.11 | $412.05 | $477.98
31980600 | GR.MISCEL.RBM RF MIX 1"+TESTA TL50 | 366.1 | $620.51 | $719.79
31980610 | GR.MISCEL.RBM RF MIX 1"+TESTA TL70S | 404.57 | $685.71 | $795.43
31990602 | GRUPPO MISCELAZIONE RBM RM MIX 1" | 243.77 | $413.17 | $479.28
32190702 | SEPAR.RBM MULTIMIX SEP32 CP90 DN32 | 335.54 | $568.71 | $659.71
32870516 | COPPIA PORTAGOMMA DIRITTO 3/4"XDN16 | 4.23 | $7.17 | $8.32
32870520 | COPPIA PORTAGOMMA DIRITTO 3/4"XDN20 | 4.25 | $7.20 | $8.36
32880516 | COPPIA PORTAGOMMA CURVO 3/4" X DN16 | 5.55 | $9.41 | $10.91
32880520 | COPPIA PORTAGOMMA CURVO 3/4" X DN20 | 5.68 | $9.63 | $11.17
32890000 | COIBENTAZIONE FILTRO CONDENSA NT1 | 18.58 | $31.49 | $36.53
40930600 | VALVOLA ANTIGELO G 1" MM | 47.94 | $81.25 | $94.25
40930700 | VALVOLA ANTIGELO G 1"1/4 MM | 49.4 | $83.73 | $97.13

## Discount Structure
Disc Code | Amount
P1 | 70%
H1 | 70%
C1 | 70%
WC1 | 40%
ZIL1 | 30%