## CR Sales (hidden)
Brand | SKU | Product | Quantity
Grundfos | 96501699-BIP66 | Grundfos CR 15-3 3kW 2P Vertical multistage mounted on base with rubber mounts IP-66 Upgrade | 6
Grundfos | 99247817-B | Grundfos CRIE 15-3 3 kW IE3 IP-55 integral variable speed mounted on base with rubber mounts | 6
Grundfos | 96500327BASE | Grundfos CR 20-2 2.2kW 2P Vertical multistage mounted on base with rubber mounts | 4
Grundfos | 96501698-BIP66 | Grundfos CR 15-2 2.2kW 2P IP66 Vertical multistage mounted on base with rubber mounts | 4
Grundfos | 99655815 | CRE10-4 PV-A-A-E-HQQE 1x200-240 60 HZ | 3
Grundfos | 92959623 | Grundfos CR 10-4 1.5kW 240/1/50 Fixed speed vertical multistage pump IE3 IP-55 | 2
Grundfos | 96516172 | Grundfos CR 1-4 0.37kW 415V Vertical multistage pump | 2
Grundfos | 96516173 | Grundfos CR 1-5 0.37kW 415V Vertical multistage pump | 2
Grundfos | 96121952-IP66 | Grundfos CR 32-2-2 3kW 2P Vertical multistage pump. Motor upgraded to IP-66 for external installation. | 2
Grundfos | 96500964DTBASE | Grundfos CR 10-2 0.75kW 2P Vertical multistage mounted on base with rubber mounts and stainless steel drip tray | 2
Grundfos | 96501697-BDT | Grundfos CR 15-1 1.1kW 2P Vertical multistage mounted on base with SS drip tray & rubber mounts | 2
Grundfos | 96501698-B | Grundfos CR 15-2 2.2kW 2P Vertical multistage mounted on base with rubber mounts | 2
Grundfos | 96501896-IP56 | Grundfos CR 15-4 4kW Vertical Multistage + IP56 | 2
Grundfos | 96516592DTBASE | Grundfos CR 3-4 0.37kW 2P Vertical multistage mounted on base with rubber mounts and stainless steel drip tray | 2
Grundfos | 96517037-B | Grundfos CR 5-2 0.37kW 2P Vertical multistage mounted on base with rubber mounts | 2
Grundfos | 96517039-B | Grundfos CR 5-4 0.55kW 2P Vertical multistage mounted on base with rubber mounts | 2
Grundfos | 96517039ISEIS-IP-56 | Grundfos CR 5-4 0.55kW + IB + SEIS + IP-56 | 2
Grundfos | 96520640DTBASE | Grundfos CRN 1-4 0.37kW 415/3/50 | 2
Grundfos | 92900972 | Grundfos CR 1-7 0.37kW 240/1/50 Fixed speed vertical multistage pump IE3 IP-55 | 1
Grundfos | 96122799 | Grundfos CR 45-2 7.5kW IE3 IP-55 80mm DIN Flanged inline vertical multistage pump | 1
Grundfos | 96511750 | Grundfos CR 5-8 1.1kW 415V Vertical multistage pump | 1
Grundfos | 96515647 | Grundfos CR 1S-2 0.37kW Vertical multistage pump | 1
Grundfos | 96515649 | Grundfos CR 1S-3 0.37kW Vertical multistage pump | 1
Grundfos | 99237436 | CRE 10-3 2.2kW vertical multistage pump with integral variable speed drive | 1
Grundfos | 99237443 | CRE 15-1 1.5kW vertical multistage pump with integral variable speed drive | 1
Grundfos | 99237456 | CRE 20-2 inline vertical multistage pump with integral variable speed drive. | 1
Grundfos | 99237528 | CRE 45-2-1 11kW vertical multistage pump with integral variable speed drive | 1
Grundfos | 96121952DTBASE | Grundfos CR 32-2-2 3kW 2P Vertical multistage mounted on base with SS drip tray & rubber mounts | 1
Grundfos | 96500966-BIP66 | Grundfos CR 10-4 1.5kW 2P Vertical multistage mounted on base with rubber mounts IP-66 Upgrade | 1
Grundfos | 96516977BASE | Grundfos CR 5-4 0.55kW + BASE + RUBBER MOUNT | 1

## NBG BOM
Item No | Name | kW | Poles | Inertia PN | Inertia Size | Standard Spring PN | Standard Spring | 50mm Static Spring PN | 50mm Spring | Qty Springs | Pump List | Pump Nett | IP-56 List | IP-56 Nett | IP-66 List | IP-66 Nett | Inertia Nett | Crossbar Nett | Standard Spring Nett | Total Standard Spring Nett | 50mm Spring Nett | Total 50mm Spring | 24/25 Pump List | 24/25 Pump Nett | Total Cost | Total Sell | Margin
99801136 | NBG 125-100-160/167 | 22 | 2 | 98327389 | 1200 x 800 x 200 | 91338018 | CLM-97 | 93176762 | CDM-521 | 4 | 9151 | 4575.5 |  |  |  |  | 663.42 | 284.76 | 170.3 | 681.2 | 668.94 | 2675.76 | 9151 | 4575.5 | 5920.12 | 7264 | 0.815
99801135 | NBG 125-100-160/160-154 | 18.5 | 2 | 98327389 | 1200 x 800 x 200 | 91338018 | CLM-97 | 93176762 | CDM-521 | 4 | 8227 | 4113.5 |  |  |  |  | 663.42 | 284.76 | 170.3 | 681.2 | 668.94 | 2675.76 | 8227 | 4113.5 | 5458.12 | 6698
99796408 | NBG 50-32-160/163 | 4 | 2 | 98336369 | 800 x 630 x 125 | 92932672 | CSM-14 | 93176749 | CWDM-36 | 4 | 4233 | 2116.5 |  |  | 380 | 190 | 565.52 | 284.76 | 59.52 | 238.08 | 288.58 | 1154.32 | 4233 | 2116.5 | 2920.1 | 3583
99801330 | NBG 125-80-200/179 | 3 | 4 | 98327382 | 950 x 720 x 150 | 91338157 | CSM-17 | 93176761 | CWDM-37 | 4 | 5455 | 2727.5 |  |  |  |  | 532.03 | 284.76 | 59.52 | 238.08 | 288.59 | 1154.36 | 5455 | 2727.5 | 3497.61 | 4292
99801137 | NBG 125-100-160/176 | 30 | 4 | 99051550 | 1500 x 800 x 225 | 91338019 | CLM-98 |  | CDM-53 | 4 | 11109 | 5554.5 |  |  |  |  | 741.99 | 284.76 | 170.3 | 681.2 | 668.94 | 2675.76 | 11109 | 5554.5 | 6977.69 | 8562
99801329 | NBG 125-80-200/164 | 2.2 | 4 | 98327382 | 950 x 720 x 150 | 92932673 | CSM-16 | 93176761 | CWDM-37 | 4 | 5346 | 2673 |  |  |  |  | 532.03 | 284.76 | 59.52 | 238.08 | 288.59 | 1154.36 | 5346 | 2673 | 3443.11 | 4225
99801142 | NBG 125-100-250/205 | 55 | 2 |  | #N/A | #N/A | #N/A | #N/A | #N/A |  | 17256 | 8628 |  |  |  |  | #REF! | $ - | #N/A | #N/A | #N/A | #N/A | 17256 | 8628 | 1 | 2
99801331 | NBG 125-80-200/196 | 4 | 4 | 98327382 | 950 x 720 x 150 | 91338157 | CSM-17 | 93176761 | CWDM-37 | 4 | 5748 | 2874 |  |  |  |  | 532.03 | 284.76 | 59.52 | 238.08 | 288.59 | 1154.36 | 5748 | 2874 | 3644.11 | 4472
99801348 | NBG 125-100-160/169 | 3 | 4 | 98327389 | 1200 x 800 x 200 | 91338016 | CLM-96 | 93176760 | CWDM-38 | 4 | 5144 | 2572 |  |  |  |  | 663.42 | 284.76 | 135.26 | 541.04 | 288.61 | 1154.44 | 5144 | 2572 | 3776.46 | 4634
99801347 | NBG 125-100-160/160-140 | 2.2 | 4 | 98327382 | 950 x 720 x 150 | 92932673 | CSM-16 | 93176761 | CWDM-37 | 4 | 5035 | 2517.5 |  |  |  |  | 532.03 | 284.76 | 59.52 | 238.08 | 288.59 | 1154.36 | 5035 | 2517.5 | 3287.61 | 4034
99801144 | NBG 125-100-250/242 | 90 | 2 | TBA | 2100 x 1000 x 300 | 91338021 | CLM-100 |  | CDM-55 | 6 | 22297 | 11148.5 |  |  |  |  | 1100 | 427.14 | 170.3 | 1021.8 | 717.41 | 4304.46 | 22297 | 11148.5 | 13270.3 | 16283
99801349 | NBG 125-100-160/176 | 4 | 4 | 98327389 | 1200 x 800 x 200 | 91338016 | CLM-96 | 93176760 | CWDM-38 | 4 | 5437 | 2718.5 |  |  |  |  | 663.42 | 284.76 | 135.26 | 541.04 | 288.61 | 1154.44 | 5437 | 2718.5 | 3922.96 | 4814
99801122 | NBG 125-80-160/167 | 22 | 2 | 98327389 | 1200 x 800 x 200 | 91338018 | CLM-97 | 93176762 | CDM-521 | 4 | 8955 | 4477.5 | 866 | 433 |  |  | 663.42 | 284.76 | 170.3 | 681.2 | 668.94 | 2675.76 | 8955 | 4477.5 | 5822.12 | 7144
99801143 | NBG 125-100-250/229 | 75 | 2 | TBA | 2100 x 1000 x 300 | 91338020 | CLM-99 |  | CDM-531 | 6 | 20550 | 10275 |  |  |  |  | 1100 | 427.14 | 170.3 | 1021.8 | 717.41 | 4304.46 | 20550 | 10275 | 12396.8 | 15211
99801116 | NBG 100-80-160/143 | 7.5 | 2 | 98327382 | 950 x 720 x 150 | 91338157 | CSM-17 | 93176761 | CWDM-37 | 4 | 5687 | 2843.5 | 1209.33 | 604.67 | 2102.22 | 1051.11 | 532.03 | 284.76 | 59.52 | 238.08 | 288.59 | 1154.36 | 5687 | 2843.5 | 3613.61 | 4434
99801332 | NBG 125-80-200/214 | 5.5 | 4 | 92513065 | 1100 x 800 x 150 | 91338157 | CSM-17 | 93176761 | CWDM-37 | 4 | 6465 | 3232.5 |  |  |  |  | 610.6 | 284.76 | 59.52 | 238.08 | 288.59 | 1154.36 | 6465 | 3232.5 | 4081.18 | 5008
99801334 | NBG 125-80-200/222 | 7.5 | 4 | 98327389 | 1200 x 800 x 200 | 91338018 | CLM-97 | 93176762 | CDM-521 | 4 | 7040 | 3520 |  |  |  |  | 663.42 | 284.76 | 170.3 | 681.2 | 668.94 | 2675.76 | 7040 | 3520 | 4864.62 | 5969
99801395 | NBG 200-150-400/343 | 55 | 4 | TBA | 2100 x 1000 x 300 | 91338020 | CLM-99 |  | CDM-531 | 6 | 27708 | 13854 |  |  |  |  | 1100 | 427.14 | 170.3 | 1021.8 | 717.41 | 4304.46 | 27708 | 13854 | 15975.8 | 19603
99801320 | NBG 100-80-160/149 | 1.1 | 4 | 98336369 | 800 x 630 x 125 | 92932672 | CSM-14 | 93176749 | CWDM-36 | 4 | 3821 | 1910.5 |  |  |  |  | 565.52 | 284.76 | 59.52 | 238.08 | 288.58 | 1154.32 | 3821 | 1910.5 | 2714.1 | 3331
99801123 | NBG 125-80-160/177 | 30 | 2 | 99051550 | 1500 x 800 x 225 | 91338019 | CLM-98 |  | CDM-53 | 4 | 11151 | 5575.5 |  |  |  |  | 741.99 | 284.76 | 170.3 | 681.2 | 668.94 | 2675.76 | 11151 | 5575.5 | 6998.69 | 8588
99801321 | NBG 100-80-160/165 | 1.5 | 4 | 98336369 | 800 x 630 x 125 | 92932672 | CSM-14 | 93176749 | CWDM-36 | 4 | 3862 | 1931 |  |  |  |  | 565.52 | 284.76 | 59.52 | 238.08 | 288.58 | 1154.32 | 3862 | 1931 | 2734.6 | 3356
99801276 | NBG 50-32-200/216 | 1.1 | 4 | 98336369 | 800 x 630 x 125 | 92932672 | CSM-14 | 93176749 | CWDM-36 | 4 | 3589 | 1794.5 |  |  |  |  | 565.52 | 284.76 | 59.52 | 238.08 | 288.58 | 1154.32 | 3589 | 1794.5 | 2598.1 | 3188
99801328 | NBG 125-80-160/177 | 4 | 4 | 98327389 | 1200 x 800 x 200 | 91338016 | CLM-96 | 93176760 | CWDM-38 | 4 | 4822 | 2411 |  |  |  |  | 663.42 | 284.76 | 135.26 | 541.04 | 288.61 | 1154.44 | 4822 | 2411 | 3615.46 | 4437
99801327 | NBG 125-80-160/175 | 3 | 4 | 98327382 | 950 x 720 x 150 | 92932673 | CSM-16 | 93176761 | CWDM-37 | 4 | 4542 | 2271 |  |  |  |  | 532.03 | 284.76 | 59.52 | 238.08 | 288.59 | 1154.36 | 4542 | 2271 | 3041.11 | 3732
99801128 | NBG 125-80-200/222 | 55 | 4 | 98299752 | 1500 x 900 x 300 | 91338021 | CLM-100 |  | CDM-55 | 4 | 17320 | 8660 |  |  |  |  | 824.44 | 284.76 | 170.3 | 681.2 | 717.41 | 2869.64 | 17320 | 8660 | 10165.64 | 12474
99801325 | NBG 125-80-160/146 | 1.5 | 4 | 98336369 | 800 x 630 x 125 | 92932672 | CSM-14 | 93176749 | CWDM-36 | 4 | 4250 | 2125 |  |  |  |  | 565.52 | 284.76 | 59.52 | 238.08 | 288.58 | 1154.32 | 4250 | 2125 | 2928.6 | 3594
99801272 | NBG 50-32-160/172 | 0.55 | 4 | 98336369 | 800 x 630 x 125 | 92932672 | CSM-14 | 93176749 | CWDM-36 | 4 | 3189 | 1594.5 |  |  |  |  | 565.52 | 284.76 | 59.52 | 238.08 | 288.58 | 1154.32 | 3189 | 1594.5 | 2398.1 | 2943
99801326 | NBG 125-80-160/161 | 2.2 | 4 | 92513065 | 1100 x 800 x 150 | 92932673 | CSM-16 | 93176761 | CWDM-37 | 4 | 4445 | 2222.5 |  |  |  |  | 610.6 | 284.76 | 59.52 | 238.08 | 288.59 | 1154.36 | 4445 | 2222.5 | 3071.18 | 3769
99801275 | NBG 50-32-200/197 | 0.75 | 4 | 98336369 | 800 x 630 x 125 | 92932672 | CSM-14 | 93176749 | CWDM-36 | 4 | 3520 | 1760 |  |  |  |  | 565.52 | 284.76 | 59.52 | 238.08 | 288.58 | 1154.32 | 3520 | 1760 | 2563.6 | 3146
99801289 | NBG 65-50-160/162 | 0.75 | 4 | 98336369 | 800 x 630 x 125 | 92932672 | CSM-14 | 93176749 | CWDM-36 | 4 | 3542 | 1771 |  |  |  |  | 565.52 | 284.76 | 59.52 | 238.08 | 288.58 | 1154.32 | 3542 | 1771 | 2574.6 | 3160
99801345 | NBG 125-80-400/419 | 37 | 4 | 98299752 | 1500 x 900 x 300 | 91338021 | CLM-100 |  | CDM-55 | 4 | 19642 | 9821 | 2065.75 | 1032.88 | 4916.58 | 2458.29 | 824.44 | 284.76 | 170.3 | 681.2 | 717.41 | 2869.64 | 19642 | 9821 | 11326.64 | 13898
99801323 | NBG 100-80-160/177 | 2.2 | 4 | 92513065 | 1100 x 800 x 150 | 92932673 | CSM-16 | 93176761 | CWDM-37 | 4 | 4057 | 2028.5 |  |  |  |  | 610.6 | 284.76 | 59.52 | 238.08 | 288.59 | 1154.36 | 4057 | 2028.5 | 2877.18 | 3531
99796406 | NBG 50-32-160/139 | 2.2 | 2 | 98336369 | 800 x 630 x 125 | 92932672 | CSM-14 | 93176749 | CWDM-36 | 4 | 3552 | 1776 |  |  |  |  | 565.52 | 284.76 | 59.52 | 238.08 | 288.58 | 1154.32 | 3552 | 1776 | 2579.6 | 3166
99801311 | NBG 100-65-250/215 | 3 | 4 | 98327382 | 950 x 720 x 150 | 91338157 | CSM-17 | 93176761 | CWDM-37 | 4 | 5543 | 2771.5 |  |  |  |  | 532.03 | 284.76 | 59.52 | 238.08 | 288.59 | 1154.36 | 5543 | 2771.5 | 3541.61 | 4346
99801146 | NBG 150-125-200/196-166 | 55 | 2 | TBA | 2100 x 1000 x 300 | 91338020 | CLM-99 |  | CDM-531 | 6 | 16250 | 8125 |  |  |  |  | 1100 | 427.14 | 170.3 | 1021.8 | 717.41 | 4304.46 | 16250 | 8125 | 10246.8 | 12573
99801290 | NBG 65-50-160/177 | 1.1 | 2 | 98336369 | 800 x 630 x 125 | 92932672 | CSM-14 | 93176749 | CWDM-36 | 4 | 3669 | 1834.5 |  |  |  |  | 565.52 | 284.76 | 59.52 | 238.08 | 288.58 | 1154.32 | 3669 | 1834.5 | 2638.1 | 3237
99801365 | NBG 150-125-200/196-180 | 7.5 | 4 | 98327389 | 1200 x 800 x 200 | 91338018 | CLM-97 | 93176762 | CDM-521 | 4 | 7763 | 3881.5 |  |  |  |  | 663.42 | 284.76 | 170.3 | 681.2 | 668.94 | 2675.76 | 7763 | 3881.5 | 5226.12 | 6413
99801273 | NBG 50-32-160/173 | 0.75 | 4 | 98336369 | 800 x 630 x 125 | 92932672 | CSM-14 | 93176749 | CWDM-36 | 4 | 3326 | 1663 |  |  |  |  | 565.52 | 284.76 | 59.52 | 238.08 | 288.58 | 1154.32 | 3326 | 1663 | 2466.6 | 3027
99801364 | NBG 150-125-200/176-154 | 5.5 | 4 | 92513065 | 1100 x 800 x 150 | 91338016 | CLM-96 | 93176760 | CWDM-38 | 4 | 7308 | 3654 |  |  |  |  | 610.6 | 284.76 | 135.26 | 541.04 | 288.61 | 1154.44 | 7308 | 3654 | 4805.64 | 5897
99801274 | NBG 50-32-200/184 | 0.55 | 4 | 98336369 | 800 x 630 x 125 | 92932672 | CSM-14 | 93176749 | CWDM-36 | 4 | 3379 | 1689.5 |  |  |  |  | 565.52 | 284.76 | 59.52 | 238.08 | 288.58 | 1154.32 | 3379 | 1689.5 | 2493.1 | 3060
99801291 | NBG 80-50-200/171 | 1.1 | 4 | 98336369 | 800 x 630 x 125 | 92932672 | CSM-14 | 93176749 | CWDM-36 | 4 | 4053 | 2026.5 |  |  |  |  | 565.52 | 284.76 | 59.52 | 238.08 | 288.58 | 1154.32 | 4053 | 2026.5 | 2830.1 | 3473
99801288 | NBG 65-50-160/151 | 0.55 | 4 | 98336369 | 800 x 630 x 125 | 92932672 | CSM-14 | 93176749 | CWDM-36 | 4 | 3428 | 1714 |  |  |  |  | 565.52 | 284.76 | 59.52 | 238.08 | 288.58 | 1154.32 | 3428 | 1714 | 2517.6 | 3090
99801148 | NBG 150-125-200/219 | 90 | 4 | TBA | 2100 x 1000 x 300 | 91338021 | CLM-100 |  | CDM-55 | 6 | 20759 | 10379.5 |  |  |  |  | 1100 | 427.14 | 170.3 | 1021.8 | 717.41 | 4304.46 | 20759 | 10379.5 | 12501.3 | 15340
99801277 | NBG 50-32-200/219 | 1.5 | 4 | 98336369 | 800 x 630 x 125 | 92932672 | CSM-14 | 93176749 | CWDM-36 | 4 | 3787 | 1893.5 |  |  |  |  | 565.52 | 284.76 | 59.52 | 238.08 | 288.58 | 1154.32 | 3787 | 1893.5 | 2697.1 | 3310
99801306 | NBG 80-65-160/177 | 2.2 | 2 | 98336369 | 800 x 630 x 125 | 92932672 | CSM-14 | 93176749 | CWDM-36 | 4 | 4004 | 2002 |  |  |  |  | 565.52 | 284.76 | 59.52 | 238.08 | 288.58 | 1154.32 | 4004 | 2002 | 2805.6 | 3443
99801382 | NBG 150-125-400/438 | 90 | 4 |  | #N/A | 91338019 | CLM-98 |  | CDM-53 | 4 | 26530 | 13265 |  |  |  |  | #N/A | 284.76 | 170.3 | 681.2 | 668.94 | 2675.76 | 26530 | 13265 | 1 | 2
99801381 | NBG 150-125-400/433 | 75 | 4 | TBA-8 | 1500 x 100 x 300 | 91338021 | CLM-100 |  | CDM-55 | 4 | 25130 | 12565 |  |  |  |  | 1550 | 284.76 | 170.3 | 681.2 | 717.41 | 2869.64 | 25130 | 12565 | 14796.2 | 18155
99801121 | NBG 125-80-160/161 | 18.5 | 4 | 98327389 | 1200 x 800 x 200 | 91338018 | CLM-97 | 93176762 | CDM-521 | 4 | 8399 | 4199.5 |  |  |  |  | 663.42 | 284.76 | 170.3 | 681.2 | 668.94 | 2675.76 | 8399 | 4199.5 | 5544.12 | 6803
99801342 | NBG 125-80-400/347 | 18.5 | 4 | 99051550 | 1500 x 800 x 225 | 91338019 | CLM-98 |  | CDM-53 | 4 | 14794 | 7397 |  |  |  |  | 741.99 | 284.76 | 170.3 | 681.2 | 668.94 | 2675.76 | 14794 | 7397 | 8820.19 | 10823
99801120 | NBG 125-80-160/151 | 15 | 2 | 92513065 | 1100 x 800 x 150 | 91338016 | CLM-96 | 93176760 | CWDM-38 | 4 | 7990 | 3995 | 888.24 | 444.12 | 1041.4 | 520.7 | 610.6 | 284.76 | 135.26 | 541.04 | 288.61 | 1154.44 | 7990 | 3995 | 5146.64 | 6315
99801343 | NBG 125-80-400/365 | 22 | 4 | 99051550 | 1500 x 800 x 225 | 91338019 | CLM-98 |  | CDM-53 | 4 | 15298 | 7649 |  |  |  |  | 741.99 | 284.76 | 170.3 | 681.2 | 668.94 | 2675.76 | 15298 | 7649 | 9072.19 | 11132
99801319 | NBG 100-80-160/135 | 0.75 | 4 | 98336369 | 800 x 630 x 125 | 92932672 | CSM-14 | 93176749 | CWDM-36 | 4 | 3740 | 1870 |  |  |  |  | 565.52 | 284.76 | 59.52 | 238.08 | 288.58 | 1154.32 | 3740 | 1870 | 2673.6 | 3281
99801140 | NBG 125-100-200/192 | 45 | 2 | 98299752 | 1500 x 900 x 300 | 91338020 | CLM-99 |  | CDM-531 | 4 | 14793 | 7396.5 |  |  |  |  | 824.44 | 284.76 | 170.3 | 681.2 | 717.41 | 2869.64 | 14793 | 7396.5 | 8902.14 | 10923
99801134 | NBG 125-80-315/278 | 90 | 2 | TBA | 2100 x 1000 x 300 | 91338021 | CLM-100 |  | CDM-55 | 6 | 23919 | 11959.5 |  |  |  |  | 1100 | 427.14 | 170.3 | 1021.8 | 717.41 | 4304.46 | 23919 | 11959.5 | 14081.3 | 17278
99801119 | NBG 125-80-160/147-127 | 11 | 2 | 92513065 | 1100 x 800 x 150 | 91338016 | CLM-96 | 93176760 | CWDM-38 | 4 | 7653 | 3826.5 |  |  |  |  | 610.6 | 284.76 | 135.26 | 541.04 | 288.61 | 1154.44 | 7653 | 3826.5 | 4978.14 | 6109
99801279 | NBG 65-40-200/198 | 1.1 | 4 | 98336369 | 800 x 630 x 125 | 92932672 | CSM-14 | 93176749 | CWDM-36 | 4 | 3854 | 1927 |  |  |  |  | 565.52 | 284.76 | 59.52 | 238.08 | 288.58 | 1154.32 | 3854 | 1927 | 2730.6 | 3351
99801149 | NBG 150-125-250/221 | 90 | 2 | TBA | 2100 x 1000 x 300 | 91338021 | CLM-100 |  | CDM-55 | 6 | 21947 | 10973.5 |  |  |  |  | 1100 | 427.14 | 170.3 | 1021.8 | 717.41 | 4304.46 | 21947 | 10973.5 | 13095.3 | 16068
99801346 | NBG 125-80-400/438 | 45 | 4 | 98299752 | 1500 x 900 x 300 | 91338021 | CLM-100 |  | CDM-55 | 4 | 20412 | 10206 |  |  |  |  | 824.44 | 284.76 | 170.3 | 681.2 | 717.41 | 2869.64 | 20412 | 10206 | 11711.64 | 14371
99801280 | NBG 65-40-200/217 | 1.5 | 4 | 98336369 | 800 x 630 x 125 | 92932672 | CSM-14 | 93176749 | CWDM-36 | 4 | 3905 | 1952.5 |  |  |  |  | 565.52 | 284.76 | 59.52 | 238.08 | 288.58 | 1154.32 | 3905 | 1952.5 | 2756.1 | 3382
99801355 | NBG 125-100-250/274 | 15 | 4 | 98327389 | 1200 x 800 x 200 | 91338018 | CLM-97 | 93176762 | CDM-521 | 4 | 10262 | 5131 | 1318 | 659 |  |  | 663.42 | 284.76 | 170.3 | 681.2 | 668.94 | 2675.76 | 10262 | 5131 | 6475.62 | 7946
99801350 | NBG 125-100-200/178 | 4 | 4 | 98327382 | 950 x 720 x 150 | 91338157 | CSM-17 | 93176761 | CWDM-37 | 4 | 6183 | 3091.5 |  |  |  |  | 532.03 | 284.76 | 59.52 | 238.08 | 288.59 | 1154.36 | 6183 | 3091.5 | 3861.61 | 4739
99801145 | NBG 150-125-200/176-154 | 45 | 4 | 98299752 | 1500 x 900 x 300 | 91338021 | CLM-100 |  | CDM-55 | 4 | 14286 | 7143 |  |  |  |  | 824.44 | 284.76 | 170.3 | 681.2 | 717.41 | 2869.64 | 14286 | 7143 | 8648.64 | 10612
99801305 | NBG 80-65-160/175 | 1.5 | 4 | 98336369 | 800 x 630 x 125 | 92932672 | CSM-14 | 93176749 | CWDM-36 | 4 | 3837 | 1918.5 |  |  |  |  | 565.52 | 284.76 | 59.52 | 238.08 | 288.58 | 1154.32 | 3837 | 1918.5 | 2722.1 | 3340
99801392 | NBG 200-150-315/291 | 45 | 4 | 98299752 | 1500 x 900 x 300 | 91338020 | CLM-99 |  | CDM-531 | 4 | 23642 | 11821 |  |  |  |  | 824.44 | 284.76 | 170.3 | 681.2 | 717.41 | 2869.64 | 23642 | 11821 | 13326.64 | 16352
99801302 | NBG 80-65-160/131 | 0.55 | 4 | 98336369 | 800 x 630 x 125 | 92932672 | CSM-14 | 93176749 | CWDM-36 | 4 | 3612 | 1806 |  |  |  |  | 565.52 | 284.76 | 59.52 | 238.08 | 288.58 | 1154.32 | 3612 | 1806 | 2609.6 | 3202
99801105 | NBG 100-65-200/198 | 22 | 2 | 98327389 | 1200 x 800 x 200 | 91338018 | CLM-97 | 93176762 | CDM-521 | 4 | 8858 | 4429 |  |  |  |  | 663.42 | 284.76 | 170.3 | 681.2 | 668.94 | 2675.76 | 8858 | 4429 | 5773.62 | 7085
99801354 | NBG 125-100-250/245 | 11 | 4 | 98327389 | 1200 x 800 x 200 | 91338018 | CLM-97 | 93176762 | CDM-521 | 4 | 9730 | 4865 |  |  |  |  | 663.42 | 284.76 | 170.3 | 681.2 | 668.94 | 2675.76 | 9730 | 4865 | 6209.62 | 7620
99801391 | NBG 200-150-315/275 | 37 | 4 | TBA | 2100 x 1000 x 300 | 91338020 | CLM-99 |  | CDM-531 | 6 | 22370 | 11185 |  |  |  |  | 1100 | 427.14 | 170.3 | 1021.8 | 717.41 | 4304.46 | 22370 | 11185 | 13306.8 | 16328
99801309 | NBG 100-65-200/205 | 3 | 4 | 98327382 | 950 x 720 x 150 | 92932673 | CSM-16 | 93176761 | CWDM-37 | 4 | 4676 | 2338 |  |  |  |  | 532.03 | 284.76 | 59.52 | 238.08 | 288.59 | 1154.36 | 4676 | 2338 | 3108.11 | 3814
99796407 | NBG 50-32-160/151 | 3 | 2 | 98336369 | 800 x 630 x 125 | 92932672 | CSM-14 | 93176749 | CWDM-36 | 4 | 3898 | 1949 |  |  |  |  | 565.52 | 284.76 | 59.52 | 238.08 | 288.58 | 1154.32 | 3898 | 1949 | 2752.6 | 3378
99801304 | NBG 80-65-160/158 | 1.1 | 4 | 98336369 | 800 x 630 x 125 | 92932672 | CSM-14 | 93176749 | CWDM-36 | 4 | 3786 | 1893 |  |  |  |  | 565.52 | 284.76 | 59.52 | 238.08 | 288.58 | 1154.32 | 3786 | 1893 | 2696.6 | 3309
99801372 | NBG 150-125-250/269 | 30 | 4 | 99051550 | 1500 x 800 x 225 | 91338019 | CLM-98 |  | CDM-53 | 4 | 13675 | 6837.5 |  |  |  |  | 741.99 | 284.76 | 170.3 | 681.2 | 668.94 | 2675.76 | 13675 | 6837.5 | 8260.69 | 10136
99801303 | NBG 80-65-160/139 | 0.75 | 4 | 98336369 | 800 x 630 x 125 | 92932672 | CSM-14 | 93176749 | CWDM-36 | 4 | 3738 | 1869 |  |  |  |  | 565.52 | 284.76 | 59.52 | 238.08 | 288.58 | 1154.32 | 3738 | 1869 | 2672.6 | 3280
99801358 | NBG 125-100-315/312 | 22 | 4 | 99051550 | 1500 x 800 x 225 | 91338019 | CLM-98 |  | CDM-53 | 4 | 12750 | 6375 |  |  |  |  | 741.99 | 284.76 | 170.3 | 681.2 | 668.94 | 2675.76 | 12750 | 6375 | 7798.19 | 9569
99801361 | NBG 125-100-400/375 | 37 | 4 | 98299752 | 1500 x 900 x 300 | 91338021 | CLM-100 |  | CDM-55 | 4 | 20069 | 10034.5 |  |  |  |  | 824.44 | 284.76 | 170.3 | 681.2 | 717.41 | 2869.64 | 20069 | 10034.5 | 11540.14 | 14160
99801357 | NBG 125-100-315/295 | 18.5 | 4 | 99051550 | 1500 x 800 x 225 | 91338019 | CLM-98 |  | CDM-53 | 4 | 12247 | 6123.5 |  |  |  |  | 741.99 | 284.76 | 170.3 | 681.2 | 668.94 | 2675.76 | 12247 | 6123.5 | 7546.69 | 9260
99801356 | NBG 125-100-315/279 | 15 | 4 | 98327389 | 1200 x 800 x 200 | 91338018 | CLM-97 | 93176762 | CDM-521 | 4 | 11503 | 5751.5 |  |  |  |  | 663.42 | 284.76 | 170.3 | 681.2 | 668.94 | 2675.76 | 11503 | 5751.5 | 7096.12 | 8707
99817806 | NBG 125-100-200/195 | 5.5 | 4 | 92513065 | 1100 x 800 x 150 | 91338157 | CSM-17 | 93176761 | CWDM-37 | 4 | 6678 | 3339 |  |  |  |  | 610.6 | 284.76 | 59.52 | 238.08 | 288.59 | 1154.36 | 6678 | 3339 | 4187.68 | 5139
99801147 | NBG 150-125-200/205 | 75 | 2 | TBA | 2100 x 1000 x 300 | 91338020 | CLM-99 |  | CDM-531 | 6 | 19801 | 9900.5 |  |  |  |  | 1100 | 427.14 | 170.3 | 1021.8 | 717.41 | 4304.46 | 19801 | 9900.5 | 12022.3 | 14752
99801281 | NBG 65-40-200/219 | 2.2 | 4 | 92513065 | 1100 x 800 x 150 | 92932673 | CSM-16 | 93176761 | CWDM-37 | 4 | 4160 | 2080 |  |  |  |  | 610.6 | 284.76 | 59.52 | 238.08 | 288.59 | 1154.36 | 4160 | 2080 | 2928.68 | 3594
99801341 | NBG 125-80-315/334 | 22 | 4 | 99051550 | 1500 x 800 x 225 | 91338019 | CLM-98 |  | CDM-53 | 4 | 12283 | 6141.5 | 1166 | 583 |  |  | 741.99 | 284.76 | 170.3 | 681.2 | 668.94 | 2675.76 | 12283 | 6141.5 | 7564.69 | 9282
99801367 | NBG 150-125-200/226 | 15 | 4 | 98327389 | 1200 x 800 x 200 | 91338018 | CLM-97 | 93176762 | CDM-521 | 4 | 9648 | 4824 |  |  |  |  | 663.42 | 284.76 | 170.3 | 681.2 | 668.94 | 2675.76 | 9648 | 4824 | 6168.62 | 7569
99801124 | NBG 125-80-200/171 | 22 | 2 | 98327389 | 1200 x 800 x 200 | 91338018 | CLM-97 | 93176762 | CDM-521 | 4 | 9004 | 4502 |  |  |  |  | 663.42 | 284.76 | 170.3 | 681.2 | 668.94 | 2675.76 | 9004 | 4502 | 5846.62 | 7174
99801396 | NBG 200-150-400/375 | 75 | 4 | TBA | 2100 x 1000 x 300 | 91338020 | CLM-99 |  | CDM-531 | 6 | 32328 | 16164 |  |  |  |  | 1100 | 427.14 | 170.3 | 1021.8 | 717.41 | 4304.46 | 32328 | 16164 | 18285.8 | 22437
99801344 | NBG 125-80-400/397 | 30 | 4 | 98299752 | 1500 x 900 x 300 | 91338020 | CLM-99 |  | CDM-531 | 4 | 17710 | 8855 | 1385.73 | 692.87 | 4448.34 | 2224.17 | 824.44 | 284.76 | 170.3 | 681.2 | 717.41 | 2869.64 | 17710 | 8855 | 10360.64 | 12713
99801370 | NBG 150-125-250/249 | 18.5 | 4 | 99051550 | 1500 x 800 x 225 | 91338019 | CLM-98 |  | CDM-53 | 4 | 11154 | 5577 |  |  |  |  | 741.99 | 284.76 | 170.3 | 681.2 | 668.94 | 2675.76 | 11154 | 5577 | 7000.19 | 8590
99801307 | NBG 100-65-200/170 | 1.5 | 4 | 98336369 | 800 x 630 x 125 | 92932672 | CSM-14 | 93176749 | CWDM-36 | 4 | 4427 | 2213.5 |  |  |  |  | 565.52 | 284.76 | 59.52 | 238.08 | 288.58 | 1154.32 | 4427 | 2213.5 | 3017.1 | 3702
99817805 | NBG 125-80-250/247 | 7.5 | #N/A | 92513065 | 1100 x 800 x 150 | 91338157 | CSM-17 | 93176761 | CWDM-37 | 4 | 7428 | 3714 |  |  |  |  | 610.6 | 284.76 | 59.52 | 238.08 | 288.59 | 1154.36 | 7428 | 3714 | 4562.68 | 5599
99801336 | NBG 125-80-250/225 | 5.5 | 4 | 92513065 | 1100 x 800 x 150 | 91338157 | CSM-17 | 93176761 | CWDM-37 | 4 | 6873 | 3436.5 |  |  |  |  | 610.6 | 284.76 | 59.52 | 238.08 | 288.59 | 1154.36 | 6873 | 3436.5 | 4285.18 | 5258
99801339 | NBG 125-80-315/305 | 15 | 4 | 98327389 | 1200 x 800 x 200 | 91338018 | CLM-97 | 93176762 | CDM-521 | 4 | 10983 | 5491.5 |  |  |  |  | 663.42 | 284.76 | 170.3 | 681.2 | 668.94 | 2675.76 | 10983 | 5491.5 | 6836.12 | 8388
99801340 | NBG 125-80-315/320 | 18.5 | 4 | 99051550 | 1500 x 800 x 225 | 91338019 | CLM-98 |  | CDM-53 | 4 | 11812 | 5906 |  |  |  | 1000 | 741.99 | 284.76 | 170.3 | 681.2 | 668.94 | 2675.76 | 11812 | 5906 | 7329.19 | 8993
99801132 | NBG 125-80-250/257 | 75 | 2 | TBA | 2100 x 1000 x 300 | 91338020 | CLM-99 |  | CDM-531 | 6 | 20194 | 10097 |  |  |  |  | 1100 | 427.14 | 170.3 | 1021.8 | 717.41 | 4304.46 | 20194 | 10097 | 12218.8 | 14993
99801133 | NBG 125-80-250/270 | 90 | 4 | TBA | 2100 x 1000 x 300 | 91338021 | CLM-100 |  | CDM-55 | 6 | 22594 | 11297 |  |  |  |  | 1100 | 427.14 | 170.3 | 1021.8 | 717.41 | 4304.46 | 22594 | 11297 | 13418.8 | 16465
99801129 | NBG 125-80-250/220 | 45 | 2 | 98299752 | 1500 x 900 x 300 | 91338020 | CLM-99 |  | CDM-531 | 4 | 15048 | 7524 |  |  |  |  | 824.44 | 284.76 | 170.3 | 681.2 | 717.41 | 2869.64 | 15048 | 7524 | 9029.64 | 11080
99801338 | NBG 125-80-315/280 | 11 | 4 | 98327389 | 1200 x 800 x 200 | 91338018 | CLM-97 | 93176762 | CDM-521 | 4 | 10501 | 5250.5 |  |  |  |  | 663.42 | 284.76 | 170.3 | 681.2 | 668.94 | 2675.76 | 10501 | 5250.5 | 6595.12 | 8093
99796414 | NBG 65-40-200/172 | 5.5 | 2 | 98327382 | 950 x 720 x 150 | 91338157 | CSM-17 | 93176761 | CWDM-37 | 4 | 5175 | 2587.5 |  |  |  |  | 532.03 | 284.76 | 59.52 | 238.08 | 288.59 | 1154.36 | 5175 | 2587.5 | 3357.61 | 4120
99801310 | NBG 100-65-200/219 | 4 | 4 | 92513065 | 1100 x 800 x 150 | 91338157 | CSM-17 | 93176761 | CWDM-37 | 4 | 5028 | 2514 |  |  |  |  | 610.6 | 284.76 | 59.52 | 238.08 | 288.59 | 1154.36 | 5028 | 2514 | 3362.68 | 4126
99801366 | NBG 150-125-200/219 | 11 | 4 | 98327389 | 1200 x 800 x 200 | 91338018 | CLM-97 | 93176762 | CDM-521 | 4 | 9217 | 4608.5 |  |  |  |  | 663.42 | 284.76 | 170.3 | 681.2 | 668.94 | 2675.76 | 9217 | 4608.5 | 5953.12 | 7305
99801371 | NBG 150-125-250/262 | 22 | 4 | 99051550 | 1500 x 800 x 225 | 91338019 | CLM-98 |  | CDM-53 | 4 | 11665 | 5832.5 | 946 | 473 |  |  | 741.99 | 284.76 | 170.3 | 681.2 | 668.94 | 2675.76 | 11665 | 5832.5 | 7255.69 | 8903
99796427 | NBG 65-50-160/144 | 4 | 2 | 98336369 | 800 x 630 x 125 | 92932672 | CSM-14 | 93176749 | CWDM-36 | 4 | 4336 | 2168 |  |  |  |  | 565.52 | 284.76 | 59.52 | 238.08 | 288.58 | 1154.32 | 4336 | 2168 | 2971.6 | 3647
99801115 | NBG 100-65-315/308 | 90 | 2 | TBA | 2100 x 1000 x 300 | 91338021 | CLM-100 |  | CDM-55 | 6 | 24423 | 12211.5 |  |  |  |  | 1100 | 427.14 | 170.3 | 1021.8 | 717.41 | 4304.46 | 24423 | 12211.5 | 14333.3 | 17587
99801293 | NBG 80-50-200/210 | 2.2 | 4 | 92513065 | 1100 x 800 x 150 | 92932673 | CSM-16 | 93176761 | CWDM-37 | 4 | 4257 | 2128.5 |  |  |  |  | 610.6 | 284.76 | 59.52 | 238.08 | 288.59 | 1154.36 | 4257 | 2128.5 | 2977.18 | 3653
99801292 | NBG 80-50-200/188 | 1.5 | 4 | 98336369 | 800 x 630 x 125 | 92932672 | CSM-14 | 93176749 | CWDM-36 | 4 | 4142 | 2071 |  |  |  |  | 565.52 | 284.76 | 59.52 | 238.08 | 288.58 | 1154.32 | 4142 | 2071 | 2874.6 | 3528
99796410 | NBG 50-32-200/176 | 4 | 2 | 98336369 | 800 x 630 x 125 | 92932672 | CSM-14 | 93176749 | CWDM-36 | 4 | 4543 | 2271.5 |  |  |  |  | 565.52 | 284.76 | 59.52 | 238.08 | 288.58 | 1154.32 | 4543 | 2271.5 | 3075.1 | 3774
99801294 | NBG 80-50-200/219 | 3 | 4 | 92513065 | 1100 x 800 x 150 | 92932673 | CSM-16 | 93176761 | CWDM-37 | 4 | 4384 | 2192 |  |  |  |  | 610.6 | 284.76 | 59.52 | 238.08 | 288.59 | 1154.36 | 4384 | 2192 | 3040.68 | 3731
99801308 | NBG 100-65-200/189 | 2.2 | 4 | 98336369 | 800 x 630 x 125 | 92932672 | CSM-14 | 93176749 | CWDM-36 | 4 | 4547 | 2273.5 |  |  |  |  | 565.52 | 284.76 | 59.52 | 238.08 | 288.58 | 1154.32 | 4547 | 2273.5 | 3077.1 | 3776
99801113 | NBG 100-65-315/272 | 55 | 2 | TBA | 2100 x 1000 x 300 | 91338020 | CLM-99 |  | CDM-531 | 6 | 18335 | 9167.5 |  |  |  |  | 1100 | 427.14 | 170.3 | 1021.8 | 717.41 | 4304.46 | 18335 | 9167.5 | 11289.3 | 13852
99801390 | NBG 200-150-250/282 | 45 | 4 | 98299752 | 1500 x 900 x 300 | 91338021 | CLM-100 |  | CDM-55 | 4 | 21061 | 10530.5 |  |  |  |  | 824.44 | 284.76 | 170.3 | 681.2 | 717.41 | 2869.64 | 21061 | 10530.5 | 12036.14 | 14769
99801312 | NBG 100-65-250/232 | 4 | 4 | 98327382 | 950 x 720 x 150 | 91338157 | CSM-17 | 93176761 | CWDM-37 | 4 | 5877 | 2938.5 | 654 | 327 |  |  | 532.03 | 284.76 | 59.52 | 238.08 | 288.59 | 1154.36 | 5877 | 2938.5 | 3708.61 | 4551
99801315 | NBG 100-65-315/261 | 5.5 | 4 | 92513065 | 1100 x 800 x 150 | 91338157 | CSM-17 | 93176761 | CWDM-37 | 4 | 7787 | 3893.5 |  |  |  |  | 610.6 | 284.76 | 59.52 | 238.08 | 288.59 | 1154.36 | 7787 | 3893.5 | 4742.18 | 5819
99801387 | NBG 200-150-250/242 | 22 | 4 | 99051550 | 1500 x 800 x 225 | 91338019 | CLM-98 |  | CDM-53 | 4 | 15230 | 7615 |  |  |  |  | 741.99 | 284.76 | 170.3 | 681.2 | 668.94 | 2675.76 | 15230 | 7615 | 9038.19 | 11090
99801278 | NBG 65-40-200/177 | 0.75 | 4 | 98336369 | 800 x 630 x 125 | 92932672 | CSM-14 | 93176749 | CWDM-36 | 4 | 3620 | 1810 |  |  |  |  | 565.52 | 284.76 | 59.52 | 238.08 | 288.58 | 1154.32 | 3620 | 1810 | 2613.6 | 3207
99801104 | NBG 100-65-200/190 | 18.5 | 2 | 92513065 | 1100 x 800 x 150 | 91338016 | CLM-96 | 93176760 | CWDM-38 | 4 | 8534 | 4267 | 1117.06 | 558.53 |  |  | 610.6 | 284.76 | 135.26 | 541.04 | 288.61 | 1154.44 | 8534 | 4267 | 5418.64 | 6649
99801386 | NBG 200-150-250/230 | 18.5 | 4 | 99051550 | 1500 x 800 x 225 | 91338019 | CLM-98 |  | CDM-53 | 4 | 14736 | 7368 |  |  |  |  | 741.99 | 284.76 | 170.3 | 681.2 | 668.94 | 2675.76 | 14736 | 7368 | 8791.19 | 10787
99796423 | NBG 65-40-315/273 | 22 | 2 | 98327389 | 1200 x 800 x 200 | 91338018 | CLM-97 | 93176762 | CDM-521 | 4 | 10970 | 5485 |  |  |  |  | 663.42 | 284.76 | 170.3 | 681.2 | 668.94 | 2675.76 | 10970 | 5485 | 6829.62 | 8380
99801282 | NBG 65-40-250/219 | 1.5 | 4 | 98336369 | 800 x 630 x 125 | 92932672 | CSM-14 | 93176749 | CWDM-36 | 4 | 4758 | 2379 |  |  |  |  | 565.52 | 284.76 | 59.52 | 238.08 | 288.58 | 1154.32 | 4758 | 2379 | 3182.6 | 3906
99796420 | NBG 65-40-250/245 | 18.5 | 4 | 92513065 | 1100 x 800 x 150 | 91338016 | CLM-96 | 93176760 | CWDM-38 | 4 | 8928 | 4464 |  |  |  |  | 610.6 | 284.76 | 135.26 | 541.04 | 288.61 | 1154.44 | 8928 | 4464 | 5615.64 | 6891
99796421 | NBG 65-40-250/255 | 22 | 2 | 98327389 | 1200 x 800 x 200 | 91338018 | CLM-97 | 93176762 | CDM-521 | 4 | 9253 | 4626.5 |  |  |  |  | 663.42 | 284.76 | 170.3 | 681.2 | 668.94 | 2675.76 | 9253 | 4626.5 | 5971.12 | 7327
99801083 | NBG 65-50-160/177 | 11 | 2 | 92513065 | 1100 x 800 x 150 | 91338157 | CSM-17 | 93176761 | CWDM-37 | 4 | 7519 | 3759.5 |  |  |  |  | 610.6 | 284.76 | 59.52 | 238.08 | 288.59 | 1154.36 | 7519 | 3759.5 | 4608.18 | 5655
99801284 | NBG 65-40-250/260 | 3 | 4 | 92513065 | 1100 x 800 x 150 | 91338157 | CSM-17 | 93176761 | CWDM-37 | 4 | 5139 | 2569.5 |  |  |  |  | 610.6 | 284.76 | 59.52 | 238.08 | 288.59 | 1154.36 | 5139 | 2569.5 | 3418.18 | 4195
99796415 | NBG 65-40-200/188 | 7.5 | 2 | 98327382 | 950 x 720 x 150 | 91338157 | CSM-17 | 93176761 | CWDM-37 | 4 | 5489 | 2744.5 |  |  |  |  | 532.03 | 284.76 | 59.52 | 238.08 | 288.59 | 1154.36 | 5489 | 2744.5 | 3514.61 | 4313
99801301 | NBG 80-50-315/344 | 11 | 4 | 98327389 | 1200 x 800 x 200 | 91338018 | CLM-97 | 93176762 | CDM-521 | 4 | 9803 | 4901.5 |  |  |  |  | 663.42 | 284.76 | 170.3 | 681.2 | 668.94 | 2675.76 | 9803 | 4901.5 | 6246.12 | 7664
99801377 | NBG 150-125-315/338 | 45 | 4 | 98299752 | 1500 x 900 x 300 | 91338021 | CLM-100 |  | CDM-55 | 4 | 18724 | 9362 |  |  |  |  | 824.44 | 284.76 | 170.3 | 681.2 | 717.41 | 2869.64 | 18724 | 9362 | 10867.64 | 13335
99801389 | NBG 200-150-250/275 | 37 | 4 | 98299752 | 1500 x 900 x 300 | 91338021 | CLM-100 |  | CDM-55 | 4 | 19675 | 9837.5 |  |  |  |  | 824.44 | 284.76 | 170.3 | 681.2 | 717.41 | 2869.64 | 19675 | 9837.5 | 11343.14 | 13918
99801368 | NBG 150-125-250/220 | 11 | 4 | 98327389 | 1200 x 800 x 200 | 91338018 | CLM-97 | 93176762 | CDM-521 | 4 | 9962 | 4981 |  |  |  |  | 663.42 | 284.76 | 170.3 | 681.2 | 668.94 | 2675.76 | 9962 | 4981 | 6325.62 | 7762
99801379 | NBG 150-125-400/368 | 45 | 4 | TBA | 2100 x 1000 x 300 | 91338020 | CLM-99 |  | CDM-531 | 6 | 20815 | 10407.5 |  |  |  |  | 1100 | 427.14 | 170.3 | 1021.8 | 717.41 | 4304.46 | 20815 | 10407.5 | 12529.3 | 15374
99801378 | NBG 150-125-400/345 | 37 | 4 | TBA | 2100 x 1000 x 300 | 91338020 | CLM-99 |  | CDM-531 | 6 | 19170 | 9585 | [5 empty] | 427.14 | 170.3 | 1021.8 | 717.41 | 4304.46 | 19170 | 9585 | 10606.8 | 13015
99801369 | NBG 150-125-250/236 | 15 | 4 | 98327389 | 1200 x 800 x 200 | 91338018 | CLM-97 | 93176762 | CDM-521 | 4 | 10387 | 5193.5 |  |  |  |  | 663.42 | 284.76 | 170.3 | 681.2 | 668.94 | 2675.76 | 10387 | 5193.5 | 6538.12 | 8023
99801297 | NBG 80-50-250/263 | 4 | 4 | 98327382 | 950 x 720 x 150 | 91338157 | CSM-17 | 93176761 | CWDM-37 | 4 | 5385 | 2692.5 |  |  |  |  | 532.03 | 284.76 | 59.52 | 238.08 | 288.59 | 1154.36 | 5385 | 2692.5 | 3462.61 | 4249
99796412 | NBG 50-32-200/206 | 7.5 | 2 | 98327382 | 950 x 720 x 150 | 91338157 | CSM-17 | 93176761 | CWDM-37 | 4 | 5275 | 2637.5 |  |  |  |  | 532.03 | 284.76 | 59.52 | 238.08 | 288.59 | 1154.36 | 5275 | 2637.5 | 3407.61 | 4182
99817788 | NBG 100-80-160/177 | 18.5 | 2 | 92513065 | 1100 x 800 x 150 | 91338016 | CLM-96 | 93176760 | CWDM-38 | 4 | 7946 | 3973 |  |  |  |  | 610.6 | 284.76 | 135.26 | 541.04 | 288.61 | 1154.44 | 7946 | 3973 | 5124.64 | 6288
99801114 | NBG 100-65-315/295 | 75 | 2 | TBA | 2100 x 1000 x 300 | 91338020 | CLM-99 |  | CDM-531 | 6 | 22196 | 11098 |  |  |  |  | 1100 | 427.14 | 170.3 | 1021.8 | 717.41 | 4304.46 | 22196 | 11098 | 13219.8 | 16221
99817787 | NBG 100-65-200/217 | 30 | 2 | 99051550 | 1500 x 800 x 225 | 91338019 | CLM-98 |  | CDM-53 | 4 | 11040 | 5520 | 2302.83 | 1151.42 | 5829.61 | 2914.81 | 741.99 | 284.76 | 170.3 | 681.2 | 668.94 | 2675.76 | 11040 | 5520 | 6943.19 | 8520
99801118 | NBG 100-80-160/173 | 15 | 2 | 92513065 | 1100 x 800 x 150 | 91338157 | CSM-17 | 93176761 | CWDM-37 | 4 | 7839 | 3919.5 |  |  |  | 650 | 610.6 | 284.76 | 59.52 | 238.08 | 288.59 | 1154.36 | 7839 | 3919.5 | 4768.18 | 5851
99801316 | NBG 100-65-315/282 | 7.5 | 4 | 92513065 | 1100 x 800 x 150 | 91338016 | CLM-96 | 93176760 | CWDM-38 | 4 | 8263 | 4131.5 | 499.28 | 249.64 |  |  | 610.6 | 284.76 | 135.26 | 541.04 | 288.61 | 1154.44 | 8263 | 4131.5 | 5283.14 | 6483
99801141 | NBG 125-100-200/219 | 75 | 4 | TBA | 2100 x 1000 x 300 | 91338020 | CLM-99 |  | CDM-531 | 6 | 19986 | 9993 |  |  |  |  | 1100 | 427.14 | 170.3 | 1021.8 | 717.41 | 4304.46 | 19986 | 9993 | 12114.8 | 14865
99801091 | NBG 80-50-250/233 | 22 | 2 | 98327389 | 1200 x 800 x 200 | 91338018 | CLM-97 | 93176762 | CDM-521 | 4 | 9651 | 4825.5 |  |  |  |  | 663.42 | 284.76 | 170.3 | 681.2 | 668.94 | 2675.76 | 9651 | 4825.5 | 6170.12 | 7571
99801090 | NBG 80-50-250/222 | 18.5 | 2 | 98327389 | 1200 x 800 x 200 | 91338018 | CLM-97 | 93176762 | CDM-521 | 4 | 9316 | 4658 |  |  |  |  | 663.42 | 284.76 | 170.3 | 681.2 | 668.94 | 2675.76 | 9316 | 4658 | 6002.62 | 7366
99801151 | NBG 200-150-200/218-202 | 90 | 2 |  | #N/A | 91338019 | CLM-98 |  | CDM-53 | 4 | 25361 | 12680.5 |  |  |  |  | #N/A | 284.76 | 170.3 | 681.2 | 668.94 | 2675.76 | 25361 | 12680.5 | 1 | 2
99801296 | NBG 80-50-250/241 | 3 | 4 | 98327382 | 950 x 720 x 150 | 92932673 | CSM-16 | 93176761 | CWDM-37 | 4 | 5101 | 2550.5 |  |  | 199.22 | 99.61 | 532.03 | 284.76 | 59.52 | 238.08 | 288.59 | 1154.36 | 5101 | 2550.5 | 3320.61 | 4075
99801393 | NBG 200-150-315/310 | 55 | 4 | TBA | 2100 x 1000 x 300 | 91338020 | CLM-99 |  | CDM-531 | 6 | 25632 | 12816 | 1237 | 618.5 |  |  | 1100 | 427.14 | 170.3 | 1021.8 | 717.41 | 4304.46 | 25632 | 12816 | 14937.8 | 18329
99801285 | NBG 65-40-315/283 | 3 | 4 | 98327382 | 950 x 720 x 150 | 91338157 | CSM-17 | 93176761 | CWDM-37 | 4 | 6544 | 3272 |  |  |  |  | 532.03 | 284.76 | 59.52 | 238.08 | 288.59 | 1154.36 | 6544 | 3272 | 4042.11 | 4960
99801362 | NBG 125-100-400/395 | 45 | 4 | TBA | 2100 x 1000 x 300 | 91338020 | CLM-99 |  | CDM-531 | 6 | 21494 | 10747 |  |  |  |  | 1500 | 427.14 | 170.3 | 1021.8 | 717.41 | 4304.46 | 21494 | 10747 | 13268.8 | 16281
99801397 | NBG 200-150-400/394 | 90 | 4 | TBA | 1700 x 1200 x 300 | 91338021 | CLM-100 |  | CDM-55 | 6 | 34940 | 17470 |  |  |  |  | 1500 | 427.14 | 170.3 | 1021.8 | 717.41 | 4304.46 | 34940 | 17470 | 19991.8 | 24530
99801295 | NBG 80-50-250/221 | 2.2 | 4 | 98336369 | 800 x 630 x 125 | 92932672 | CSM-14 | 93176749 | CWDM-36 | 4 | 4986 | 2493 |  |  |  |  | 565.52 | 284.76 | 59.52 | 238.08 | 288.58 | 1154.32 | 4986 | 2493 | 3296.6 | 4045
99801363 | NBG 125-100-400/415 | 55 | 4 | TBA | 2100 x 1000 x 300 | 91338020 | CLM-99 |  | CDM-531 | 6 | 24034 | 12017 | 1016 | 508 |  |  | 1100 | 427.14 | 170.3 | 1021.8 | 717.41 | 4304.46 | 24034 | 12017 | 14138.8 | 17349
99817807 | NBG 125-100-315/334 | 30 | 4 | 99051550 | 1500 x 800 x 225 | 91338019 | CLM-98 |  | CDM-53 | 4 | 14757 | 7378.5 | 798 | 399 |  |  | 741.99 | 284.76 | 170.3 | 681.2 | 668.94 | 2675.76 | 14757 | 7378.5 | 8801.69 | 10800
99801089 | NBG 80-50-250/205 | 15 | 2 | 92513065 | 1100 x 800 x 150 | 91338016 | CLM-96 | 93176760 | CWDM-38 | 4 | 8860 | 4430 |  |  |  |  | 610.6 | 284.76 | 135.26 | 541.04 | 288.61 | 1154.44 | 8860 | 4430 | 5581.64 | 6849
99801394 | NBG 200-150-315/336 | 75 | 4 | TBA | 2100 x 1000 x 300 | 91338020 | CLM-99 |  | CDM-531 | 6 | 28791 | 14395.5 |  |  |  |  | 1100 | 427.14 | 170.3 | 1021.8 | 717.41 | 4304.46 | 28791 | 14395.5 | 16517.3 | 20267
99801138 | NBG 125-100-200/170 | 30 | 2 | 99051550 | 1500 x 800 x 225 | 91338019 | CLM-98 |  | CDM-53 | 4 | 11683 | 5841.5 |  |  |  |  | 741.99 | 284.76 | 170.3 | 681.2 | 668.94 | 2675.76 | 11683 | 5841.5 | 7264.69 | 8914
99801337 | NBG 125-80-250/270 | 11 | 4 | 92513065 | 1100 x 800 x 150 | 91338016 | CLM-96 | 93176760 | CWDM-38 | 4 | 9159 | 4579.5 |  |  |  |  | 610.6 | 284.76 | 135.26 | 541.04 | 288.61 | 1154.44 | 9159 | 4579.5 | 5731.14 | 7033
99796411 | NBG 50-32-200/190 | 5.5 | 2 | 98327382 | 950 x 720 x 150 | 91338157 | CSM-17 | 93176761 | CWDM-37 | 4 | 5008 | 2504 |  |  |  |  | 532.03 | 284.76 | 59.52 | 238.08 | 288.59 | 1154.36 | 5008 | 2504 | 3274.11 | 4018
99801150 | NBG 200-150-200/216-176 | 75 | 2 | TBA | 2100 x 1000 x 300 | 91338020 | CLM-99 |  | CDM-531 | 6 | 23464 | 11732 |  |  |  |  | 1100 | 427.14 | 170.3 | 1021.8 | 717.41 | 4304.46 | 23464 | 11732 | 13853.8 | 16999
99801130 | NBG 125-80-250/234 | 55 | 2 | TBA | 2100 x 1000 x 300 | 91338020 | CLM-99 |  | CDM-531 | 6 | 17422 | 8711 | [5 empty] | 427.14 | 170.3 | 1021.8 | 717.41 | 4304.46 | 17422 | 8711 | 9732.8 | 11943
99801388 | NBG 200-150-250/262 | 30 | 4 | 98299752 | 1500 x 900 x 300 | 91338020 | CLM-99 |  | CDM-531 | 4 | 18366 | 9183 |  |  |  |  | 824.44 | 284.76 | 170.3 | 681.2 | 717.41 | 2869.64 | 18366 | 9183 | 10688.64 | 13115
99817789 | NBG 125-100-200/203 | 55 | 2 | TBA | 2100 x 1000 x 300 | 91338020 | CLM-99 |  | CDM-531 | 6 | 17204 | 8602 | [5 empty] | 427.14 | 170.3 | 1021.8 | 717.41 | 4304.46 | 17204 | 8602 | 9623.8 | 11809
99801359 | NBG 125-100-400/334 | 22 | 4 | 99051550 | 1500 x 800 x 225 | 91338019 | CLM-98 |  | CDM-53 | 4 | 15918 | 7959 |  |  |  |  | 741.99 | 284.76 | 170.3 | 681.2 | 668.94 | 2675.76 | 15918 | 7959 | 9382.19 | 11512
99801098 | NBG 80-65-160/136 | 5.5 | 2 | 98327382 | 950 x 720 x 150 | 91338157 | CSM-17 | 93176761 | CWDM-37 | 4 | 5156 | 2578 |  |  |  |  | 532.03 | 284.76 | 59.52 | 238.08 | 288.59 | 1154.36 | 5156 | 2578 | 3348.11 | 4109
99801087 | NBG 80-50-200/210 | 18.5 | 4 | 92513065 | 1100 x 800 x 150 | 91338016 | CLM-96 | 93176760 | CWDM-38 | 4 | 8332 | 4166 | 1322 | 661 |  |  | 610.6 | 284.76 | 135.26 | 541.04 | 288.61 | 1154.44 | 8332 | 4166 | 5317.64 | 6525
99801099 | NBG 80-65-160/150 | 7.5 | 2 | 98327382 | 950 x 720 x 150 | 91338157 | CSM-17 | 93176761 | CWDM-37 | 4 | 5480 | 2740 | 800 | 400 | 380 | 190 | 532.03 | 284.76 | 59.52 | 238.08 | 288.59 | 1154.36 | 5480 | 2740 | 3510.11 | 4307
99801360 | NBG 125-100-400/360 | 30 | 4 | 98299752 | 1500 x 900 x 300 | 91338020 | CLM-99 |  | CDM-531 | 4 | 18155 | 9077.5 |  |  |  |  | 824.44 | 284.76 | 170.3 | 681.2 | 717.41 | 2869.64 | 18155 | 9077.5 | 10583.14 | 12986
99801283 | NBG 65-40-250/245 | 2.2 | 4 | 92513065 | 1100 x 800 x 150 | 92932673 | CSM-16 | 93176761 | CWDM-37 | 4 | 5045 | 2522.5 |  |  | 119.08 | 59.54 | 610.6 | 284.76 | 59.52 | 238.08 | 288.59 | 1154.36 | 5045 | 2522.5 | 3371.18 | 4137
99801351 | NBG 125-100-200/211 | 7.5 | 4 | 92513065 | 1100 x 800 x 150 | 91338157 | CSM-17 | 93176761 | CWDM-37 | 4 | 7291 | 3645.5 |  |  |  |  | 610.6 | 284.76 | 59.52 | 238.08 | 288.59 | 1154.36 | 7291 | 3645.5 | 4494.18 | 5515
99801139 | NBG 125-100-200/181 | 37 | 2 | 99051550 | 1500 x 800 x 225 | 91338019 | CLM-98 |  | CDM-53 | 4 | 12250 | 6125 |  |  |  |  | 741.99 | 284.76 | 170.3 | 681.2 | 668.94 | 2675.76 | 12250 | 6125 | 7548.19 | 9262
99801374 | NBG 150-125-315/290 | 22 | 4 | 99051550 | 1500 x 800 x 225 | 91338019 | CLM-98 |  | CDM-53 | 4 | 13790 | 6895 |  |  |  |  | 741.99 | 284.76 | 170.3 | 681.2 | 668.94 | 2675.76 | 13790 | 6895 | 8318.19 | 10207
99801352 | NBG 125-100-200/219 | 11 | 4 | 99051550 | 1500 x 800 x 225 | 91338019 | CLM-98 |  | CDM-53 | 4 | 9102 | 4551 |  |  |  |  | 741.99 | 284.76 | 170.3 | 681.2 | 668.94 | 2675.76 | 9102 | 4551 | 5974.19 | 7331
99801126 | NBG 125-80-200/200 | 37 | 2 | 99051550 | 1500 x 800 x 225 | 91338019 | CLM-98 |  | CDM-53 | 4 | 12641 | 6320.5 |  |  |  |  | 741.99 | 284.76 | 170.3 | 681.2 | 668.94 | 2675.76 | 12641 | 6320.5 | 7743.69 | 9502
99801286 | NBG 65-40-315/305 | 4 | 4 | 98327382 | 950 x 720 x 150 | 91338157 | CSM-17 | 93176761 | CWDM-37 | 4 | 6861 | 3430.5 |  |  |  |  | 532.03 | 284.76 | 59.52 | 238.08 | 288.59 | 1154.36 | 6861 | 3430.5 | 4200.61 | 5155
99801380 | NBG 150-125-400/392 | 55 | 4 | TBA | 2100 x 1000 x 300 | 91338020 | CLM-99 |  | CDM-531 | 6 | 22694 | 11347 |  |  |  |  | 1100 | 427.14 | 170.3 | 1021.8 | 717.41 | 4304.46 | 22694 | 11347 | 13468.8 | 16527
99801082 | NBG 65-50-160/172 | 7.5 | 2 | 98327382 | 950 x 720 x 150 | 91338157 | CSM-17 | 93176761 | CWDM-37 | 4 | 5457 | 2728.5 | 816 | 408 | 380 | 190 | 532.03 | 284.76 | 59.52 | 238.08 | 288.59 | 1154.36 | 5457 | 2728.5 | 3498.61 | 4293
99801110 | NBG 100-65-250/251 | 45 | 2 | 98299752 | 1500 x 900 x 300 | 91338020 | CLM-99 |  | CDM-531 | 4 | 15263 | 7631.5 |  |  |  |  | 824.44 | 284.76 | 170.3 | 681.2 | 717.41 | 2869.64 | 15263 | 7631.5 | 9137.14 | 11212
99801108 | NBG 100-65-250/223 | 30 | 2 | 99051550 | 1500 x 800 x 225 | 91338019 | CLM-98 |  | CDM-53 | 4 | 11715 | 5857.5 |  |  |  |  | 741.99 | 284.76 | 170.3 | 681.2 | 668.94 | 2675.76 | 11715 | 5857.5 | 7280.69 | 8934
99801383 | NBG 200-150-200/210-158 | 7.5 | 4 | 98327389 | 1200 x 800 x 200 | 91338018 | CLM-97 | 93176762 | CDM-521 | 4 | 10975 | 5487.5 |  |  |  |  | 663.42 | 284.76 | 170.3 | 681.2 | 668.94 | 2675.76 | 10975 | 5487.5 | 6832.12 | 8383
99801385 | NBG 200-150-250/226-214 | 15 | 4 | 99051550 | 1500 x 800 x 225 | 91338019 | CLM-98 |  | CDM-53 | 4 | 14722 | 7361 |  |  |  |  | 741.99 | 284.76 | 170.3 | 681.2 | 668.94 | 2675.76 | 14722 | 7361 | 8784.19 | 10779
99801373 | NBG 150-125-315/275 | 18.5 | 4 | 99051550 | 1500 x 800 x 225 | 91338019 | CLM-98 |  | CDM-53 | 4 | 13351 | 6675.5 |  |  |  |  | 741.99 | 284.76 | 170.3 | 681.2 | 668.94 | 2675.76 | 13351 | 6675.5 | 8098.69 | 9938
99796419 | NBG 65-40-250/230 | 15 | 2 | 92513065 | 1100 x 800 x 150 | 91338016 | CLM-96 | 93176760 | CWDM-38 | 4 | 8477 | 4238.5 | 788 | 394 |  |  | 610.6 | 284.76 | 135.26 | 541.04 | 288.61 | 1154.44 | 8477 | 4238.5 | 5390.14 | 6614
99801081 | NBG 65-50-160/158 | 5.5 | 2 | 98327382 | 950 x 720 x 150 | 92932673 | CSM-16 | 93176761 | CWDM-37 | 4 | 5142 | 2571 | 494.3 | 247.15 | 5297 | 2649 | 532.03 | 284.76 | 59.52 | 238.08 | 288.59 | 1154.36 | 5142 | 2571 | 3341.11 | 4100
99801117 | NBG 100-80-160/157 | 11 | 2 | 92513065 | 1100 x 800 x 150 | 91338157 | CSM-17 | 93176761 | CWDM-37 | 4 | 7548 | 3774 | 1394 | 697 |  |  | 610.6 | 284.76 | 59.52 | 238.08 | 288.59 | 1154.36 | 7548 | 3774 | 4622.68 | 5672
99801317 | NBG 100-65-315/314 | 11 | 4 | 98327389 | 1200 x 800 x 200 | 91338018 | CLM-97 | 93176762 | CDM-521 | 4 | 9986 | 4993 | 466.74 | 233.37 |  |  | 663.42 | 284.76 | 170.3 | 681.2 | 668.94 | 2675.76 | 9986 | 4993 | 6337.62 | 7777
99796418 | NBG 65-40-250/211 | 11 | 2 | 92513065 | 1100 x 800 x 150 | 91338157 | CSM-17 | 93176761 | CWDM-37 | 4 | 7982 | 3991 |  |  |  |  | 610.6 | 284.76 | 59.52 | 238.08 | 288.59 | 1154.36 | 7982 | 3991 | 4839.68 | 5939
99801103 | NBG 100-65-200/177 | 15 | 2 | 92513065 | 1100 x 800 x 150 | 91338016 | CLM-96 | 93176760 | CWDM-38 | 4 | 8136 | 4068 |  |  |  |  | 610.6 | 284.76 | 135.26 | 541.04 | 288.61 | 1154.44 | 8136 | 4068 | 5219.64 | 6405
99801109 | NBG 100-65-250/238 | 37 | 2 | 99051550 | 1500 x 800 x 225 | 91338019 | CLM-98 |  | CDM-53 | 4 | 12805 | 6402.5 |  |  |  |  | 741.99 | 284.76 | 170.3 | 681.2 | 668.94 | 2675.76 | 12805 | 6402.5 | 7825.69 | 9603
99801298 | NBG 80-50-315/277 | 4 | 4 | 92513065 | 1100 x 800 x 150 | 91338157 | CSM-17 | 93176761 | CWDM-37 | 4 | 7215 | 3607.5 |  |  |  |  | 610.6 | 284.76 | 59.52 | 238.08 | 288.59 | 1154.36 | 7215 | 3607.5 | 4456.18 | 5468
99801376 | NBG 150-125-315/336 | 37 | 4 | 98299752 | 1500 x 900 x 300 | 91338021 | CLM-100 |  | CDM-55 | 4 | 17078 | 8539 |  |  |  |  | 824.44 | 284.76 | 170.3 | 681.2 | 717.41 | 2869.64 | 17078 | 8539 | 10044.64 | 12325
99801092 | NBG 80-50-250/254 | 30 | 2 | 99051550 | 1500 x 800 x 225 | 91338019 | CLM-98 |  | CDM-53 | 4 | 11995 | 5997.5 |  |  |  |  | 741.99 | 284.76 | 170.3 | 681.2 | 668.94 | 2675.76 | 11995 | 5997.5 | 7420.69 | 9106
99801125 | NBG 125-80-200/188 | 30 | 2 | 99051550 | 1500 x 800 x 225 | 91338019 | CLM-98 |  | CDM-53 | 4 | 11787 | 5893.5 |  |  |  |  | 741.99 | 284.76 | 170.3 | 681.2 | 668.94 | 2675.76 | 11787 | 5893.5 | 7316.69 | 8978
99801102 | NBG 100-65-200/162 | 11 | 2 | 92513065 | 1100 x 800 x 150 | 91338157 | CSM-17 | 93176761 | CWDM-37 | 4 | 7772 | 3886 |  |  |  |  | 610.6 | 284.76 | 59.52 | 238.08 | 288.59 | 1154.36 | 7772 | 3886 | 4734.68 | 5810
99801318 | NBG 100-65-315/320 | 15 | 4 | 98327389 | 1200 x 800 x 200 | 91338018 | CLM-97 | 93176762 | CDM-521 | 4 | 10633 | 5316.5 |  |  |  |  | 663.42 | 284.76 | 170.3 | 681.2 | 668.94 | 2675.76 | 10633 | 5316.5 | 6661.12 | 8174
99801112 | NBG 100-65-250/270 | 75 | 4 | TBA | 2100 x 1000 x 300 | 91338020 | CLM-99 |  | CDM-531 | 6 | 21412 | 10706 |  |  |  |  | 1100 | 427.14 | 170.3 | 1021.8 | 717.41 | 4304.46 | 21412 | 10706 | 12827.8 | 15740
99801127 | NBG 125-80-200/211 | 45 | 2 | 98299752 | 1500 x 900 x 300 | 91338020 | CLM-99 |  | CDM-531 | 4 | 14765 | 7382.5 |  |  |  |  | 824.44 | 284.76 | 170.3 | 681.2 | 717.41 | 2869.64 | 14765 | 7382.5 | 8888.14 | 10906
99801111 | NBG 100-65-250/269 | 55 | 2 | TBA | 2100 x 1000 x 300 | 91338020 | CLM-99 |  | CDM-531 | 6 | 17758 | 8879 | [5 empty] | 427.14 | 170.3 | 1021.8 | 717.41 | 4304.46 | 17758 | 8879 | 9900.8 | 12149
99801313 | NBG 100-65-250/254 | 5.5 | 4 | 92513065 | 1100 x 800 x 150 | 91338157 | CSM-17 | 93176761 | CWDM-37 | 4 | 6602 | 3301 |  |  | 380 | 190 | 610.6 | 284.76 | 59.52 | 238.08 | 288.59 | 1154.36 | 6602 | 3301 | 4149.68 | 5092
99801287 | NBG 65-40-315/334 | 5.5 | 4 | 92513065 | 1100 x 800 x 150 | 91338157 | CSM-17 | 93176761 | CWDM-37 | 4 | 7491 | 3745.5 |  |  |  |  | 610.6 | 284.76 | 59.52 | 238.08 | 288.59 | 1154.36 | 7491 | 3745.5 | 4594.18 | 5638
99796409 | NBG 50-32-160/177 | 5.5 | 2 | 98327382 | 950 x 720 x 150 | 92932673 | CSM-16 | 93176761 | CWDM-37 | 4 | 5009 | 2504.5 |  |  | 1953.02 | 976.51 | 532.03 | 284.76 | 59.52 | 238.08 | 288.59 | 1154.36 | 5009 | 2504.5 | 3274.61 | 4018
99796424 | NBG 65-40-315/298 | 30 | 2 | 99051550 | 1500 x 800 x 225 | 91338019 | CLM-98 |  | CDM-53 | 4 | 13286 | 6643 |  |  |  |  | 741.99 | 284.76 | 170.3 | 681.2 | 668.94 | 2675.76 | 13286 | 6643 | 8066.19 | 9898
99796416 | NBG 65-40-200/206 | 11 | 2 | 92513065 | 1100 x 800 x 150 | 91338157 | CSM-17 | 93176761 | CWDM-37 | 4 | 7383 | 3691.5 |  |  |  |  | 610.6 | 284.76 | 59.52 | 238.08 | 288.59 | 1154.36 | 7383 | 3691.5 | 4540.18 | 5571
99801088 | NBG 80-50-200/219 | 22 | 4 | 98327389 | 1200 x 800 x 200 | 91338018 | CLM-97 | 93176762 | CDM-521 | 4 | 9361 | 4680.5 | 2000.96 | 1000.48 | 4337.31 | 2168.66 | 663.42 | 284.76 | 170.3 | 681.2 | 668.94 | 2675.76 | 9361 | 4680.5 | 6025.12 | 7393
99801314 | NBG 100-65-250/270 | 7.5 | 4 | 92513065 | 1100 x 800 x 150 | 91338157 | CSM-17 | 93176761 | CWDM-37 | 4 | 7189 | 3594.5 | 1755.91 | 877.96 | 2127.9 | 1063.95 | 610.6 | 284.76 | 59.52 | 238.08 | 288.59 | 1154.36 | 7189 | 3594.5 | 4443.18 | 5452
99796425 | NBG 65-40-315/318 | 37 | 2 | 99051550 | 1500 x 800 x 225 | 91338019 | CLM-98 |  | CDM-53 | 4 | 14566 | 7283 |  |  |  |  | 741.99 | 284.76 | 170.3 | 681.2 | 668.94 | 2675.76 | 14566 | 7283 | 8706.19 | 10683
99801375 | NBG 150-125-315/317 | 30 | 4 | 98299752 | 1500 x 900 x 300 | 91338020 | CLM-99 |  | CDM-531 | 4 | 16085 | 8042.5 |  |  |  |  | 824.44 | 284.76 | 170.3 | 681.2 | 717.41 | 2869.64 | 16085 | 8042.5 | 9548.14 | 11716
99796422 | NBG 65-40-250/260 | 30 | 4 | 99051550 | 1500 x 800 x 225 | 91338019 | CLM-98 |  | CDM-53 | 4 | 11900 | 5950 |  |  |  |  | 741.99 | 284.76 | 170.3 | 681.2 | 668.94 | 2675.76 | 11900 | 5950 | 7373.19 | 9047
99801086 | NBG 80-50-200/198 | 15 | 2 | 92513065 | 1100 x 800 x 150 | 91338157 | CSM-17 | 93176761 | CWDM-37 | 4 | 8277 | 4138.5 |  |  |  |  | 610.6 | 284.76 | 59.52 | 238.08 | 288.59 | 1154.36 | 8277 | 4138.5 | 4987.18 | 6120
99796417 | NBG 65-40-200/219 | 15 | 4 | 92513065 | 1100 x 800 x 150 | 91338157 | CSM-17 | 93176761 | CWDM-37 | 4 | 7852 | 3926 |  |  |  |  | 610.6 | 284.76 | 59.52 | 238.08 | 288.59 | 1154.36 | 7852 | 3926 | 4774.68 | 5859
99801107 | NBG 100-65-200/219 | 37 | 4 | 99051550 | 1500 x 800 x 225 | 91338019 | CLM-98 |  | CDM-53 | 4 | 13079 | 6539.5 |  |  |  |  | 741.99 | 284.76 | 170.3 | 681.2 | 668.94 | 2675.76 | 13079 | 6539.5 | 7962.69 | 9771
99796413 | NBG 50-32-200/219 | 11 | 4 | 92513065 | 1100 x 800 x 150 | 91338157 | CSM-17 | 93176761 | CWDM-37 | 4 | 7281 | 3640.5 |  |  |  |  | 610.6 | 284.76 | 59.52 | 238.08 | 288.59 | 1154.36 | 7281 | 3640.5 | 4489.18 | 5509
99801299 | NBG 80-50-315/303 | 5.5 | 4 | 92513065 | 1100 x 800 x 150 | 91338157 | CSM-17 | 93176761 | CWDM-37 | 4 | 7915 | 3957.5 |  |  |  |  | 610.6 | 284.76 | 59.52 | 238.08 | 288.59 | 1154.36 | 7915 | 3957.5 | 4806.18 | 5898
99801384 | NBG 200-150-200/218-208 | 11 | 4 | 99051550 | 1500 x 800 x 225 | 91338019 | CLM-98 |  | CDM-53 | 4 | 12706 | 6353 |  |  |  |  | 741.99 | 284.76 | 170.3 | 681.2 | 668.94 | 2675.76 | 12706 | 6353 | 7776.19 | 9542
99801101 | NBG 80-65-160/177 | 15 | 2 | 92513065 | 1100 x 800 x 150 | 91338157 | CSM-17 | 93176761 | CWDM-37 | 4 | 7834 | 3917 |  | 2070.75 | 1339.47 | 669.74 | 610.6 | 284.76 | 59.52 | 238.08 | 288.59 | 1154.36 | 7834 | 3917 | 4765.68 | 5848
99801085 | NBG 80-50-200/181 | 11 | 2 | 92513065 | 1100 x 800 x 150 | 91338157 | CSM-17 | 93176761 | CWDM-37 | 4 | 7898 | 3949 |  |  |  |  | 610.6 | 284.76 | 59.52 | 238.08 | 288.59 | 1154.36 | 7898 | 3949 | 4797.68 | 5887
99801100 | NBG 80-65-160/167 | 11 | 2 | 92513065 | 1100 x 800 x 150 | 91338157 | CSM-17 | 93176761 | CWDM-37 | 4 | 7438 | 3719 | 445.28 | 222.64 | 1215.32 | 607.66 | 610.6 | 284.76 | 59.52 | 238.08 | 288.59 | 1154.36 | 7438 | 3719 | 4567.68 | 5605
99801093 | NBG 80-50-250/263 | 37 | 4 | 99051550 | 1500 x 800 x 225 | 91338019 | CLM-98 |  | CDM-53 | 4 | 14112 | 7056 |  |  |  |  | 741.99 | 284.76 | 170.3 | 681.2 | 668.94 | 2675.76 | 14112 | 7056 | 8479.19 | 10404
99801097 | NBG 80-50-315/321 | 55 | 2 | TBA | 2100 x 1000 x 300 | 91338020 | CLM-99 |  | CDM-531 | 6 | 20216 | 10108 |  |  |  |  | 1100 | 427.14 | 170.3 | 1021.8 | 717.41 | 4304.46 | 20216 | 10108 | 12229.8 | 15006
99801095 | NBG 80-50-315/285 | 37 | 2 | 99051550 | 1500 x 800 x 225 | 91338019 | CLM-98 |  | CDM-53 | 4 | 14670 | 7335 |  |  |  |  | 741.99 | 284.76 | 170.3 | 681.2 | 668.94 | 2675.76 | 14670 | 7335 | 8758.19 | 10747
99801094 | NBG 80-50-315/267 | 30 | 2 | 99051550 | 1500 x 800 x 225 | 91338019 | CLM-98 |  | CDM-53 | 4 | 13476 | 6738 |  |  |  |  | 741.99 | 284.76 | 170.3 | 681.2 | 668.94 | 2675.76 | 13476 | 6738 | 8161.19 | 10014
99801300 | NBG 80-50-315/331 | 7.5 | 4 | 92513065 | 1100 x 800 x 150 | 91338016 | CLM-96 | 93176760 | CWDM-38 | 4 | 8575 | 4287.5 |  |  |  |  | 610.6 | 284.76 | 135.26 | 541.04 | 288.61 | 1154.44 | 8575 | 4287.5 | 5439.14 | 6674
99801096 | NBG 80-50-315/300 | 45 | 2 | 98299752 | 1500 x 900 x 300 | 91338020 | CLM-99 |  | CDM-531 | 4 | 16966 | 8483 |  |  |  |  | 824.44 | 284.76 | 170.3 | 681.2 | 717.41 | 2869.64 | 16966 | 8483 | 9988.64 | 12256
99796426 | NBG 65-40-315/336 | 45 | 2 | 98299752 | 1500 x 900 x 300 | 91338020 | CLM-99 |  | CDM-531 | 4 | 18729 | 9364.5 |  |  |  |  | 824.44 | 284.76 | 170.3 | 681.2 | 717.41 | 2869.64 | 18729 | 9364.5 | 10870.14 | 13338
[5 empty] | 14123.25 |  | 24260
[5 empty] | 11892 |  | 12130
[5 empty] | 2231.25 |  | 14361.25
1100
919.8
16381.05
20099.4479

## NK BOM
Item No | Name | kW | Poles | Inertia PN | Inertia Size | Std Spring PN | Standard Spring | 50mm Static Spring PN | 50mm Spring | Qty Springs | Pump List | Pump Nett | IP-56 List | IP-56 Nett | IP-66 List | IP-66 Nett | Inertia Nett | Crossbar Nett | Standard Spring Nett | Total Standard Spring Nett | 50mm Spring Nett | Total 50mm Spring | IE4
93030793 | NK 150-280/273 | 30 | 4 | 91338088 | 1700 x 810 x 200 | 91338019 | CLM-98 |  |  | 4 | 13609.67 | 6804.835 |  |  |  |  | 547.49 |  | 170.3 | 681.2
93030794 | NK 100-280/240 | 11 | 4 | 99051549 | 1450 x 800 x 200 | 91338018 | CLM-97 |  |  | 4 | 10146.19 | 5073.095 |  |  |  |  | 525.59 |  | 170.3 | 681.2
93030795 | NK 125-380/307 | 37 | 4 | [7 empty] | 17265.15 | 8632.575 |  |  |  |  | #N/A |  | #N/A | #N/A
93030796 | NK 150-300/289 | 30 | 4 | 92792038 | 1700 x 900 x 200 | 91338020 | CLM-99 |  |  | 4 | 14226.58 | 7113.29 |  |  |  |  | 780.65 |  | 170.3 | 681.2
93030797 | NK 200-350/307 | 55 | 4 | TBA-5 | 1900 x 1200 x 250 | 91338020 | CLM-99 |  |  | 6 | 25256.92 | 12628.46 |  |  |  |  | 1550 |  | 170.3 | 1021.8
93030798 | NK 125-350/289 | 22 | 4 | 91338088 | 1700 x 810 x 200 | 91338019 | CLM-98 |  |  | 4 | 12765.38 | 6382.69 |  |  |  |  | 547.49 |  | 170.3 | 681.2
93030799 | NK 125-350/319 | 30 | 4 | 91338088 | 1700 x 810 x 200 | 91338019 | CLM-98 |  |  | 4 | 14899.28 | 7449.64 |  |  |  |  | 547.49 |  | 170.3 | 681.2
93055390 | NK 40-180/176 | 11 | 2 | [7 empty] | 6147.48 | 3073.74 |  |  |  |  | #N/A |  | #N/A | #N/A
93055392 | NK 40-180/173 | 7.5 | 2 | 91338257 | 1200 x 650 x 150 | 92932673 | CSM-16 |  |  | 4 | 5223.83 | 2611.915 |  |  |  |  | 653.11 |  | 66.3 | 265.2
93055393 | NK 40-180/155 | 5.5 | 2 | [7 empty] | 4934.38 | 2467.19 |  |  |  |  | #N/A |  | #N/A | #N/A
93055394 | NK 40-180/140 | 4 | 2 | 92513065 | 1100 x 800 x 150 | 92932673 | CSM-16 |  |  | 4 | 4552.89 | 2276.445 |  |  |  |  | 610.6 |  | 66.3 | 265.2
93055395 | NK 40-180/125 | 3 | 2 | [7 empty] | 4304.53 | 2152.265 |  |  |  |  | #N/A |  | #N/A | #N/A
93055396 | NK 40-180/112 | 2.2 | 2 | [7 empty] | 4004.36 | 2002.18 |  |  |  |  | #N/A |  | #N/A | #N/A
93055397 | NK 40-180/176 | 1.1 | 4 | [7 empty] | 3942.55 | 1971.275 |  |  |  |  | #N/A |  | #N/A | #N/A
93055398 | NK 40-180/162 | 0.75 | 4 | [7 empty] | 3744.24 | 1872.12 |  |  |  |  | #N/A |  | #N/A | #N/A
93055399 | NK 40-180/145 | 0.55 | 4 | [7 empty] | 3671.32 | 1835.66 |  |  |  |  | #N/A |  | #N/A | #N/A
93055400 | NK 40-180/130 | 0.37 | 4 | [7 empty] | 3433.98 | 1716.99 |  |  |  |  | #N/A |  | #N/A | #N/A
93055401 | NK 40-220/250 | 18.5 | 2 | [7 empty] | 7133.1 | 3566.55 |  |  |  |  | #N/A |  | #N/A | #N/A
93055402 | NK 40-220/244 | 15 | 2 | [7 empty] | 6876.54 | 3438.27 |  |  |  |  | #N/A |  | #N/A | #N/A
93055403 | NK 40-220/212 | 11 | 2 | 91338087 | 1320 x 740 x 125 | 91338157 | CSM-17 |  |  | 4 | 6633.58 | 3316.79 |  |  |  |  | 541.04 |  | 66.3 | 265.2
93055404 | NK 40-220/192 | 7.5 | 2 | [7 empty] | 5598.53 | 2799.265 |  |  |  |  | #N/A |  | #N/A | #N/A
93055405 | NK 40-220/172 | 5.5 | 2 | [7 empty] | 5320.18 | 2660.09 |  |  |  |  | #N/A |  | #N/A | #N/A
93055406 | NK 40-220/250 | 2.2 | 4 | [7 empty] | 4748.32 | 2374.16 |  |  |  |  | #N/A |  | #N/A | #N/A
93055407 | NK 40-220/218 | 1.5 | 4 | [7 empty] | 4491.34 | 2245.67 |  |  |  |  | #N/A |  | #N/A | #N/A
93055408 | NK 40-220/200 | 1.1 | 4 | [7 empty] | 4436.06 | 2218.03 |  |  |  |  | #N/A |  | #N/A | #N/A
93055409 | NK 40-220/179 | 0.75 | 4 | [7 empty] | 4122.63 | 2061.315 |  |  |  |  | #N/A |  | #N/A | #N/A
93055411 | NK 40-220/167 | 0.55 | 4 | [7 empty] | 4038.53 | 2019.265 |  |  |  |  | #N/A |  | #N/A | #N/A
93055413 | NK 40-225/246 | 22 | 2 | [7 empty] | 7784.02 | 3892.01 |  |  |  |  | #N/A |  | #N/A | #N/A
93055414 | NK 40-225/230 | 18.5 | 2 | [7 empty] | 7296.13 | 3648.065 |  |  |  |  | #N/A |  | #N/A | #N/A
93055415 | NK 40-225/210 | 15 | 2 | [7 empty] | 6902.16 | 3451.08 |  |  |  |  | #N/A |  | #N/A | #N/A
93055417 | NK 40-225/192 | 11 | 2 | 91338087 | 1320 x 740 x 125 | 91338157 | CSM-17 |  |  | 4 | 6644.33 | 3322.165 |  |  |  |  | 541.04 |  | 66.3 | 265.2
93055418 | NK 40-225/173 | 7.5 | 2 | [7 empty] | 5605.58 | 2802.79 |  |  |  |  | #N/A |  | #N/A | #N/A
93055419 | NK 40-225/158 | 5.5 | 2 | [7 empty] | 5360.62 | 2680.31 |  |  |  |  | #N/A |  | #N/A | #N/A
93055420 | NK 40-225/250 | 3 | 4 | 92513065 | 1100 x 800 x 150 | 91338157 | CSM-17 |  |  |  | 4871.85 | 2435.925 |  |  |  |  | 610.6 |  | 66.3 | 0
93055421 | NK 40-225/226 | 2.2 | 4 | [7 empty] | 4755.35 | 2377.675 |  |  |  |  | #N/A |  | #N/A | #N/A
93055422 | NK 40-225/199 | 1.5 | 4 | [7 empty] | 4520.65 | 2260.325 |  |  |  |  | #N/A |  | #N/A | #N/A
93055423 | NK 40-225/182 | 1.1 | 4 | [7 empty] | 4443.12 | 2221.56 |  |  |  |  | #N/A |  | #N/A | #N/A
93055424 | NK 40-225/162 | 0.75 | 4 | [7 empty] | 4148.24 | 2074.12 |  |  |  |  | #N/A |  | #N/A | #N/A
93055426 | NK 50-225/240 | 30 | 2 | [7 empty] | 9278.9 | 4639.45 |  |  |  |  | #N/A |  | #N/A | #N/A
93055427 | NK 50-225/225 | 22 | 2 | [7 empty] | 8233.53 | 4116.765 |  |  |  |  | #N/A |  | #N/A | #N/A
93055428 | NK 50-225/208 | 18.5 | 2 | 93047546 | 1400 x 700 x 175 | 91338017 | CLM-96 |  |  | 4 | 7407.66 | 3703.83 |  |  |  |  | 729.11 |  | 135.26 | 541.04
93055429 | NK 50-225/193 | 15 | 2 | 99051564 | 1350 x 800 x 175 | 91338018 | CLM-97 |  |  | 4 | 7013.69 | 3506.845 |  | 83.305 | 1339.47 | 669.735 | 722.67 |  | 170.3 | 681.2
93055430 | NK 50-225/172 | 11 | 2 | 99051564 | 1350 x 800 x 175 | 91338018 | CLM-97 |  |  | 4 | 6752.14 | 3376.07 |  |  | 1215.324 | 607.662 | 722.67 |  | 170.3 | 681.2
93055431 | NK 50-225/151 | 7.5 | 2 | [7 empty] | 5668.83 | 2834.415 |  |  |  |  | #N/A |  | #N/A | #N/A
93055432 | NK 50-225/139 | 5.5 | 2 | [7 empty] | 5429.1 | 2714.55 |  |  |  |  | #N/A |  | #N/A | #N/A
93055433 | NK 50-225/240 | 4 | 4 | [7 empty] | 5121.02 | 2560.51 |  |  |  |  | #N/A |  | #N/A | #N/A
93055434 | NK 50-225/237 | 3 | 4 | [7 empty] | 4920.23 | 2460.115 |  |  |  |  | #N/A |  | #N/A | #N/A
93055435 | NK 50-225/207 | 2.2 | 4 | [7 empty] | 4807.49 | 2403.745 |  |  |  |  | #N/A |  | #N/A | #N/A
93055436 | NK 50-225/181 | 1.5 | 4 | [7 empty] | 4632.18 | 2316.09 |  |  |  |  | #N/A |  | #N/A | #N/A
93055437 | NK 50-225/160 | 1.1 | 4 | [7 empty] | 4571.38 | 2285.69 |  |  |  |  | #N/A |  | #N/A | #N/A
93055438 | NK 50-225/144 | 0.75 | 4 | [7 empty] | 4517.25 | 2258.625 |  |  |  |  | #N/A |  | #N/A | #N/A
93055439 | NK 50-280/262 | 5.5 | 4 | [7 empty] | 5646.55 | 2823.275 |  |  |  |  | #N/A |  | #N/A | #N/A
93055440 | NK 50-280/250 | 4 | 4 | [7 empty] | 5250.69 | 2625.345 |  |  |  |  | #N/A |  | #N/A | #N/A
93055441 | NK 50-280/226 | 3 | 4 | [7 empty] | 5001.84 | 2500.92 |  |  |  |  | #N/A |  | #N/A | #N/A
93055442 | NK 50-280/208 | 2.2 | 4 | [7 empty] | 4887.76 | 2443.88 |  |  |  |  | #N/A |  | #N/A | #N/A
93055443 | NK 50-350/340-336 | 11 | 4 | 99051549 | 1450 x 800 x 200 | 91338018 | CLM-97 |  |  | 4 | 9618.28 | 4809.14 |  |  |  |  | 525.59 |  | 170.3 | 681.2
93055444 | NK 50-350/304 | 7.5 | 4 | [7 empty] | 8380.48 | 4190.24 |  |  |  |  | #N/A |  | #N/A | #N/A
93055445 | NK 50-350/278 | 5.5 | 4 | 91338087 | 1320 x 740 x 125 | 91338157 | CSM-17 |  |  | 4 | 8027.54 | 4013.77 |  |  |  |  | 541.04 |  | 66.3 | 265.2
93055446 | NK 50-350/256 | 4 | 4 | [7 empty] | 7786.7 | 3893.35 |  |  |  |  | #N/A |  | #N/A | #N/A
93055447 | NK 50-350/236 | 3 | 4 | [7 empty] | 7597.6 | 3798.8 |  |  |  |  | #N/A |  | #N/A | #N/A
93055448 | NK 65-180/172 | 15 | 2 | [7 empty] | 6758.93 | 3379.465 |  |  |  |  | #N/A |  | #N/A | #N/A
93055449 | NK 65-180/169 | 11 | 2 | 93000767 | 1300 x 800 x 200 | 91338017 | CLM-96 |  |  | 4 | 6501.07 | 3250.535 |  |  |  |  | 669.87 |  | 135.26 | 541.04
93055450 | NK 65-180/154 | 7.5 | 2 | [7 empty] | 5451.19 | 2725.595 |  |  |  |  | #N/A |  | #N/A | #N/A
93055451 | NK 65-180/139 | 5.5 | 2 | [7 empty] | 5280.52 | 2640.26 |  |  |  |  | #N/A |  | #N/A | #N/A
93055452 | NK 65-180/124 | 4 | 2 | [7 empty] | 4850.81 | 2425.405 |  |  |  |  | #N/A |  | #N/A | #N/A
93055453 | NK 65-180/113 | 3 | 2 | [7 empty] | 4534.56 | 2267.28 |  |  |  |  | #N/A |  | #N/A | #N/A
93055454 | NK 65-180/172 | 1.5 | 4 | [7 empty] | 4373.7 | 2186.85 |  |  |  |  | #N/A |  | #N/A | #N/A
93055455 | NK 65-180/162 | 1.1 | 4 | [7 empty] | 4299.86 | 2149.93 |  |  |  |  | #N/A |  | #N/A | #N/A
93055456 | NK 65-180/145 | 0.75 | 4 | [7 empty] | 4082.97 | 2041.485 |  |  |  |  | #N/A |  | #N/A | #N/A
93055457 | NK 65-180/131 | 0.55 | 4 | [7 empty] | 4021.22 | 2010.61 |  |  |  |  | #N/A |  | #N/A | #N/A
93055458 | NK 65-225/242 | 37 | 2 | [7 empty] | 12045.49 | 6022.745 |  |  |  |  | #N/A |  | #N/A | #N/A
93055459 | NK 65-225/232 | 30 | 2 | 91338088 | 1700 x 810 x 200 | 91338019 | CLM-98 |  |  | 4 | 10842.32 | 5421.16 |  |  |  |  | 547.49 |  | 170.3 | 681.2
93055460 | NK 65-225/200 | 22 | 2 | 99051549 | 1450 x 800 x 200 | 91338019 | CLM-98 |  |  | 4 | 9277.01 | 4638.505 |  |  |  |  | 525.59 |  | 170.3 | 681.2
93055461 | NK 65-225/184 | 18.5 | 2 | 93047546 | 1400 x 700 x 175 | 91338018 | CLM-97 |  |  | 4 | 8417.69 | 4208.845 |  |  |  |  | 729.11 |  | 170.3 | 681.2
93055462 | NK 65-225/167 | 15 | 2 | [7 empty] | 7318.15 | 3659.075 |  |  |  |  | #N/A |  | #N/A | #N/A
93055463 | NK 65-225/150 | 11 | 2 | [7 empty] | 7060.28 | 3530.14 |  |  |  |  | #N/A |  | #N/A | #N/A
93055464 | NK 65-225/242 | 4 | 4 | [7 empty] | 5570.3 | 2785.15 |  |  |  |  | #N/A |  | #N/A | #N/A
93055465 | NK 65-225/211 | 3 | 4 | [7 empty] | 5284.05 | 2642.025 |  |  |  |  | #N/A |  | #N/A | #N/A
93055466 | NK 65-225/183 | 2.2 | 4 | [7 empty] | 5171.3 | 2585.65 |  |  |  |  | #N/A |  | #N/A | #N/A
93055468 | NK 65-225/158 | 1.5 | 4 | [7 empty] | 5092.57 | 2546.285 |  |  |  |  | #N/A |  | #N/A | #N/A
93055469 | NK 65-225/144 | 1.1 | 4 | [7 empty] | 5070.74 | 2535.37 |  |  |  |  | #N/A |  | #N/A | #N/A
93055470 | NK 65-225/240 | 1.1 | 6 | [7 empty] | 5742.63 | 2871.315 |  |  |  |  | #N/A |  | #N/A | #N/A
93055472 | NK 65-225/193 | 0.75 | 6 | [7 empty] | 5723.2 | 2861.6 |  |  |  |  | #N/A |  | #N/A | #N/A
93055473 | NK 65-225/182 | 0.55 | 6 | [7 empty] | 5684.58 | 2842.29 |  |  |  |  | #N/A |  | #N/A | #N/A
93055474 | NK 65-280/280 | 7.5 | 4 | [7 empty] | 6831.89 | 3415.945 |  |  |  |  | #N/A |  | #N/A | #N/A
93055475 | NK 65-280/270 | 5.5 | 4 | [7 empty] | 6528.38 | 3264.19 |  |  |  |  | #N/A |  | #N/A | #N/A
93055476 | NK 65-280/240 | 4 | 4 | [7 empty] | 6141.14 | 3070.57 |  |  |  |  | #N/A |  | #N/A | #N/A
93055477 | NK 65-280/217 | 3 | 4 | [7 empty] | 5854.92 | 2927.46 |  |  |  |  | #N/A |  | #N/A | #N/A
93055478 | NK 65-280/280 | 2.2 | 6 | [7 empty] | 6703.49 | 3351.745 |  |  |  |  | #N/A |  | #N/A | #N/A
93055479 | NK 65-280/258 | 1.5 | 6 | [7 empty] | 6415.24 | 3207.62 |  |  |  |  | #N/A |  | #N/A | #N/A
93055480 | NK 65-280/237 | 1.1 | 6 | [7 empty] | 6225.37 | 3112.685 |  |  |  |  | #N/A |  | #N/A | #N/A
93055481 | NK 65-280/210 | 0.75 | 6 | [7 empty] | 6204.92 | 3102.46 |  |  |  |  | #N/A |  | #N/A | #N/A
93055482 | NK 80-180/174 | 18.5 | 2 | [7 empty] | 8338.36 | 4169.18 |  |  |  |  | #N/A |  | #N/A | #N/A
93055483 | NK 80-180/172 | 15 | 2 | 91338087 | 1320 x 740 x 125 | 91338157 | CSM-17 |  |  | 4 | 7097.69 | 3548.845 |  |  |  |  | 541.04 |  | 66.3 | 265.2
93055484 | NK 80-180/153 | 11 | 2 | 91338087 | 1320 x 740 x 125 | 91338157 | CSM-17 |  |  | 4 | 6839.82 | 3419.91 |  |  |  |  | 541.04 |  | 66.3 | 265.2
93055485 | NK 80-180/137 | 7.5 | 2 | [7 empty] | 5797.39 | 2898.695 |  |  |  |  | #N/A |  | #N/A | #N/A
93055486 | NK 80-180/123 | 5.5 | 2 | [7 empty] | 5626.72 | 2813.36 |  |  |  |  | #N/A |  | #N/A | #N/A
93055487 | NK 80-180/112 | 4 | 2 | [7 empty] | 5215.57 | 2607.785 |  |  |  |  | #N/A |  | #N/A | #N/A
93055488 | NK 80-180/174 | 2.2 | 4 | [7 empty] | 4950.88 | 2475.44 |  |  |  |  | #N/A |  | #N/A | #N/A
93055489 | NK 80-180/165 | 1.5 | 4 | [7 empty] | 4716.18 | 2358.09 |  |  |  |  | #N/A |  | #N/A | #N/A
93055490 | NK 80-180/145 | 1.1 | 4 | [7 empty] | 4601.47 | 2300.735 |  |  |  |  | #N/A |  | #N/A | #N/A
93055492 | NK 80-180/128 | 0.75 | 4 | [7 empty] | 4421.75 | 2210.875 |  |  |  |  | #N/A |  | #N/A | #N/A
93055493 | NK 80-225/225 | 55 | 2 | [7 empty] | 17535.98 | 8767.99 |  |  |  |  | #N/A |  | #N/A | #N/A
93055494 | NK 80-225/205 | 45 | 2 | [7 empty] | 16313.14 | 8156.57 |  |  |  |  | #N/A |  | #N/A | #N/A
93055495 | NK 80-225/193 | 37 | 2 | [7 empty] | 12246.84 | 6123.42 |  |  |  |  | #N/A |  | #N/A | #N/A
93055496 | NK 80-225/183 | 30 | 2 | 91338088 | 1700 x 810 x 200 | 91338019 | CLM-98 |  |  | 4 | 11270.2 | 5635.1 |  |  |  |  | 547.49 |  | 170.3 | 681.2
93055497 | NK 80-225/166 | 22 | 2 | [7 empty] | 10380.79 | 5190.395 |  |  |  |  | #N/A |  | #N/A | #N/A
93055498 | NK 80-225/157 | 18.5 | 2 | [7 empty] | 9521.51 | 4760.755 |  |  |  |  | #N/A |  | #N/A | #N/A
93055499 | NK 80-225/225 | 7.5 | 4 | [7 empty] | 7197.69 | 3598.845 |  |  |  |  | #N/A |  | #N/A | #N/A
93055500 | NK 80-225/205 | 5.5 | 4 | [7 empty] | 6556.25 | 3278.125 |  |  |  |  | #N/A |  | #N/A | #N/A
93055501 | NK 80-225/190 | 4 | 4 | [7 empty] | 6165.32 | 3082.66 |  |  |  |  | #N/A |  | #N/A | #N/A
93055502 | NK 80-225/171 | 3 | 4 | [7 empty] | 5879.06 | 2939.53 |  |  |  |  | #N/A |  | #N/A | #N/A
93055503 | NK 80-225/156 | 2.2 | 4 | [7 empty] | 5744.82 | 2872.41 |  |  |  |  | #N/A |  | #N/A | #N/A
93055504 | NK 80-225/139 | 1.5 | 4 | [7 empty] | 5556.06 | 2778.03 |  |  |  |  | #N/A |  | #N/A | #N/A
93055506 | NK 80-225/225 | 2.2 | 6 | [7 empty] | 6591.76 | 3295.88 |  |  |  |  | #N/A |  | #N/A | #N/A
93055507 | NK 80-225/202 | 1.5 | 6 | [7 empty] | 6358.63 | 3179.315 |  |  |  |  | #N/A |  | #N/A | #N/A
93055508 | NK 80-225/187 | 1.1 | 6 | [7 empty] | 6172.7 | 3086.35 |  |  |  |  | #N/A |  | #N/A | #N/A
93055509 | NK 80-225/165 | 0.75 | 6 | [7 empty] | 6128.17 | 3064.085 |  |  |  |  | #N/A |  | #N/A | #N/A
93055510 | NK 80-280/278-270 | 11 | 4 | [7 empty] | 9534.97 | 4767.485 |  |  |  |  | #N/A |  | #N/A | #N/A
93055511 | NK 80-280/257-249 | 7.5 | 4 | [7 empty] | 8001.73 | 4000.865 |  |  |  |  | #N/A |  | #N/A | #N/A
93055512 | NK 80-280/231-223 | 5.5 | 4 | 91338087 | 1320 x 740 x 125 | 91338157 | CSM-17 |  |  | 4 | 7757.65 | 3878.825 |  |  |  |  | 541.04 |  | 66.3 | 265.2
93055513 | NK 80-280/214-206 | 4 | 4 | [7 empty] | 7821.26 | 3910.63 |  |  |  |  | #N/A |  | #N/A | #N/A
93055514 | NK 80-280/278-270 | 3 | 6 | [7 empty] | 8745.63 | 4372.815 |  |  |  |  | #N/A |  | #N/A | #N/A
93055515 | NK 80-280/267-259 | 2.2 | 6 | [7 empty] | 8245.94 | 4122.97 |  |  |  |  | #N/A |  | #N/A | #N/A
93055516 | NK 80-280/226-218 | 1.5 | 6 | [7 empty] | 7802.71 | 3901.355 |  |  |  |  | #N/A |  | #N/A | #N/A
93055517 | NK 80-280/207-199 | 1.1 | 6 | [7 empty] | 7588.82 | 3794.41 |  |  |  |  | #N/A |  | #N/A | #N/A
93055518 | NK 80-350/328 | 18.5 | 4 | [7 empty] | 11223.58 | 5611.79 |  |  |  |  | #N/A |  | #N/A | #N/A
93055519 | NK 80-350/299 | 15 | 4 | 99051550 | 1500 x 800 x 225 | 91338019 | CLM-98 |  |  | 4 | 10372.01 | 5186.005 |  |  |  |  | 741.99 |  | 170.3 | 681.2
93055520 | NK 80-350/271 | 11 | 4 | [7 empty] | 10033.94 | 5016.97 |  |  |  |  | #N/A |  | #N/A | #N/A
93055521 | NK 80-350/243 | 7.5 | 4 | [7 empty] | 8702.6 | 4351.3 |  |  |  |  | #N/A |  | #N/A | #N/A
93055522 | NK 80-350/219 | 5.5 | 4 | [7 empty] | 8346.76 | 4173.38 |  |  |  |  | #N/A |  | #N/A | #N/A
93055523 | NK 80-350/328 | 5.5 | 6 | [7 empty] | 9955.3 | 4977.65 |  |  |  |  | #N/A |  | #N/A | #N/A
93055524 | NK 80-350/293 | 4 | 6 | [7 empty] | 9317.81 | 4658.905 |  |  |  |  | #N/A |  | #N/A | #N/A
93055525 | NK 80-350/264 | 3 | 6 | [7 empty] | 9135.54 | 4567.77 |  |  |  |  | #N/A |  | #N/A | #N/A
93055526 | NK 80-350/240 | 2.2 | 6 | [7 empty] | 8627.07 | 4313.535 |  |  |  |  | #N/A |  | #N/A | #N/A
93055527 | NK 100-180/172 | 22 | 2 | [7 empty] | 9905.18 | 4952.59 |  |  |  |  | #N/A |  | #N/A | #N/A
93055528 | NK 100-180/167 | 18.5 | 2 | [7 empty] | 9045.83 | 4522.915 |  |  |  |  | #N/A |  | #N/A | #N/A
93055529 | NK 100-180/153 | 15 | 2 | 98301913 | 1400 x 720 x 125 | 91338157 | CSM-17 |  |  | 4 | 7641.77 | 3820.885 |  |  |  |  | 659.56 |  | 66.3 | 265.2
93055530 | NK 100-180/141 | 11 | 2 | 99051549 | 1450 x 800 x 200 | 91338018 | CLM-97 |  |  | 4 | 7395.08 | 3697.54 |  |  |  |  | 525.59 |  | 170.3 | 681.2
93055531 | NK 100-180/126 | 7.5 | 2 | [7 empty] | 6545.7 | 3272.85 |  |  |  |  | #N/A |  | #N/A | #N/A
93055532 | NK 100-180/174 | 3 | 4 | [7 empty] | 5611.4 | 2805.7 |  |  |  |  | #N/A |  | #N/A | #N/A
93055533 | NK 100-180/161 | 2.2 | 4 | [7 empty] | 5494.93 | 2747.465 |  |  |  |  | #N/A |  | #N/A | #N/A
93055534 | NK 100-180/146 | 1.5 | 4 | [7 empty] | 5245.4 | 2622.7 |  |  |  |  | #N/A |  | #N/A | #N/A
93055535 | NK 100-180/138-130 | 1.1 | 4 | [7 empty] | 5164.15 | 2582.075 |  |  |  |  | #N/A |  | #N/A | #N/A
93055537 | NK 100-180/174 | 1.1 | 6 | [7 empty] | 6270.55 | 3135.275 |  |  |  |  | #N/A |  | #N/A | #N/A
93055538 | NK 100-180/173 | 0.75 | 6 | [7 empty] | 5909.28 | 2954.64 |  |  |  |  | #N/A |  | #N/A | #N/A
93055539 | NK 100-180/159 | 0.55 | 6 | [7 empty] | 5867.07 | 2933.535 |  |  |  |  | #N/A |  | #N/A | #N/A
93055540 | NK 100-180/140 | 0.37 | 6 | [7 empty] | 5602.58 | 2801.29 |  |  |  |  | #N/A |  | #N/A | #N/A
93055541 | NK 100-225/238 | 75 | 2 | [7 empty] | 21412.54 | 10706.27 |  |  |  |  | #N/A |  | #N/A | #N/A
93055542 | NK 100-225/215 | 55 | 2 | TBA-4 | 1700 x 1200 x 200 | 91338020 | CLM-99 |  |  | 4 | 17704.98 | 8852.49 |  |  |  |  | 1550 |  | 170.3 | 681.2
93055544 | NK 100-225/197 | 45 | 2 | [7 empty] | 16470.97 | 8235.485 |  |  |  |  | #N/A |  | #N/A | #N/A
93055545 | NK 100-225/185 | 37 | 2 | [7 empty] | 12423.22 | 6211.61 |  |  |  |  | #N/A |  | #N/A | #N/A
93055546 | NK 100-225/172 | 30 | 2 | [7 empty] | 11650.87 | 5825.435 |  |  |  |  | #N/A |  | #N/A | #N/A
93055547 | NK 100-225/156 | 22 | 2 | [7 empty] | 10570.74 | 5285.37 |  |  |  |  | #N/A |  | #N/A | #N/A
93055548 | NK 100-225/235 | 7.5 | 4 | 91338087 | 1320 x 740 x 125 | 91338157 | CSM-17 |  |  | 4 | 7496.62 | 3748.31 |  |  |  |  | 541.04 |  | 66.3 | 265.2
93055549 | NK 100-225/204 | 5.5 | 4 | [7 empty] | 7182.04 | 3591.02 |  |  |  |  | #N/A |  | #N/A | #N/A
93055550 | NK 100-225/181 | 4 | 4 | [7 empty] | 6794.8 | 3397.4 |  |  |  |  | #N/A |  | #N/A | #N/A
93055551 | NK 100-225/162 | 3 | 4 | [7 empty] | 6521.49 | 3260.745 |  |  |  |  | #N/A |  | #N/A | #N/A
93055552 | NK 100-225/238 | 3 | 6 | [7 empty] | 8056.75 | 4028.375 |  |  |  |  | #N/A |  | #N/A | #N/A
93055553 | NK 100-225/236 | 2.2 | 6 | [7 empty] | 7688.88 | 3844.44 |  |  |  |  | #N/A |  | #N/A | #N/A
93055554 | NK 100-225/198 | 1.5 | 6 | [7 empty] | 7784.15 | 3892.075 |  |  |  |  | #N/A |  | #N/A | #N/A
93055555 | NK 100-225/177 | 1.1 | 6 | [7 empty] | 6774.03 | 3387.015 |  |  |  |  | #N/A |  | #N/A | #N/A
93055556 | NK 100-280/256 | 15 | 4 | 99051550 | 1500 x 800 x 225 | 91338019 | CLM-98 |  |  | 4 | 10670.87 | 5335.435 |  |  |  |  | 741.99 |  | 170.3 | 681.2
93055557 | NK 100-280/215 | 7.5 | 4 | [7 empty] | 9328.07 | 4664.035 |  |  |  |  | #N/A |  | #N/A | #N/A
93055558 | NK 100-280/196 | 5.5 | 4 | [7 empty] | 9073.15 | 4536.575 |  |  |  |  | #N/A |  | #N/A | #N/A
93055559 | NK 100-280/256 | 4 | 6 | [7 empty] | 10062.29 | 5031.145 |  |  |  |  | #N/A |  | #N/A | #N/A
93055560 | NK 100-280/234 | 3 | 6 | [7 empty] | 9590.51 | 4795.255 |  |  |  |  | #N/A |  | #N/A | #N/A
93055562 | NK 100-280/218 | 2.2 | 6 | [7 empty] | 8756.61 | 4378.305 |  |  |  |  | #N/A |  | #N/A | #N/A
93055563 | NK 100-280/194 | 1.5 | 6 | [7 empty] | 8383.91 | 4191.955 |  |  |  |  | #N/A |  | #N/A | #N/A
93055564 | NK 100-350/326 | 22 | 4 | 93047624 | 1600 x 800 x 225 | 91338019 | CLM-98 |  |  | 4 | 12134 | 6067 |  |  |  |  | 785.8 |  | 170.3 | 681.2
93055565 | NK 100-350/308 | 18.5 | 4 | 93047624 | 1600 x 800 x 225 | 91338019 | CLM-98 |  |  | 4 | 11761.04 | 5880.52 |  |  |  |  | 785.8 |  | 170.3 | 681.2
93055566 | NK 100-350/290 | 15 | 4 | 99051550 | 1500 x 800 x 225 | 91338019 | CLM-98 |  |  | 4 | 10805.44 | 5402.72 |  |  |  |  | 741.99 |  | 170.3 | 681.2
93055567 | NK 100-350/261 | 11 | 4 | [6 empty] | 4 | 10311.4 | 5155.7 |  |  |  |  | #N/A |  | #N/A | #N/A
93055568 | NK 100-350/224 | 7.5 | 4 | [7 empty] | 9476.36 | 4738.18 |  |  |  |  | #N/A |  | #N/A | #N/A
93055569 | NK 100-350/326 | 7.5 | 6 | [7 empty] | 11145.34 | 5572.67 |  |  |  |  | #N/A |  | #N/A | #N/A
93055570 | NK 100-350/307 | 5.5 | 6 | [7 empty] | 10177.16 | 5088.58 |  |  |  |  | #N/A |  | #N/A | #N/A
93055571 | NK 100-350/279 | 4 | 6 | [7 empty] | 10926.02 | 5463.01 |  |  |  |  | #N/A |  | #N/A | #N/A
93055572 | NK 100-350/251 | 3 | 6 | [7 empty] | 9707.76 | 4853.88 |  |  |  |  | #N/A |  | #N/A | #N/A
93055573 | NK 100-350/224 | 2.2 | 6 | [7 empty] | 9262.53 | 4631.265 |  |  |  |  | #N/A |  | #N/A | #N/A
93055574 | NK 125-225/232 | 15 | 4 | [7 empty] | 10263.64 | 5131.82 |  |  |  |  | #N/A |  | #N/A | #N/A
93055575 | NK 125-225/223 | 11 | 4 | [7 empty] | 9721.35 | 4860.675 |  |  |  |  | #N/A |  | #N/A | #N/A
93055576 | NK 125-225/197 | 7.5 | 4 | [7 empty] | 8737.72 | 4368.86 |  |  |  |  | #N/A |  | #N/A | #N/A
93055577 | NK 125-225/179 | 5.5 | 4 | [7 empty] | 8496.78 | 4248.39 |  |  |  |  | #N/A |  | #N/A | #N/A
93055578 | NK 125-225/232 | 4 | 6 | [7 empty] | 9755.69 | 4877.845 |  |  |  |  | #N/A |  | #N/A | #N/A
93055579 | NK 125-225/218 | 3 | 6 | [7 empty] | 9569.14 | 4784.57 |  |  |  |  | #N/A |  | #N/A | #N/A
93055580 | NK 125-225/202 | 2.2 | 6 | [7 empty] | 8894.96 | 4447.48 |  |  |  |  | #N/A |  | #N/A | #N/A
93055581 | NK 125-225/178 | 1.5 | 6 | [7 empty] | 8675.32 | 4337.66 |  |  |  |  | #N/A |  | #N/A | #N/A
93055582 | NK 125-280/270 | 18.5 | 4 | 91338088 | 1700 x 810 x 200 | 91338019 | CLM-98 |  |  | 4 | 11394.54 | 5697.27 |  |  |  |  | 547.49 |  | 170.3 | 681.2
93055583 | NK 125-280/256 | 15 | 4 | 98565389 | 1500 x 900 x 220 | 91338019 | CLM-98 |  |  | 4 | 10988.62 | 5494.31 |  |  |  |  | 785.8 |  | 170.3 | 681.2
93055584 | NK 125-280/232 | 11 | 4 | 99051549 | 1450 x 800 x 200 | 91338018 | CLM-97 |  |  | 4 | 10502.03 | 5251.015 |  |  |  |  | 525.59 |  | 170.3 | 681.2
93055585 | NK 125-280/204 | 7.5 | 4 | [7 empty] | 9945.53 | 4972.765 |  |  |  |  | #N/A |  | #N/A | #N/A
93055586 | NK 125-280/270 | 5.5 | 6 | [7 empty] | 9944.09 | 4972.045 |  |  |  |  | #N/A |  | #N/A | #N/A
93055587 | NK 125-280/251 | 4 | 6 | [7 empty] | 10585.6 | 5292.8 |  |  |  |  | #N/A |  | #N/A | #N/A
93055588 | NK 125-280/232 | 3 | 6 | [7 empty] | 11376.48 | 5688.24 |  |  |  |  | #N/A |  | #N/A | #N/A
93055589 | NK 125-280/205 | 2.2 | 6 | [7 empty] | 9391.32 | 4695.66 |  |  |  |  | #N/A |  | #N/A | #N/A
93055590 | NK 125-350/333-329 | 37 | 4 | 93369540 | 1700 x 850 x 225 | 91338020 | CLM-99 |  |  |  | 17182.49 | 8591.245 |  |  |  |  | 859.95 |  | 170.3 | 0
93055591 | NK 125-350/276 | 18.5 | 4 | [7 empty] | 12517.71 | 6258.855 |  |  |  |  | #N/A |  | #N/A | #N/A
93055592 | NK 125-350/253 | 15 | 4 | [7 empty] | 11504.28 | 5752.14 |  |  |  |  | #N/A |  | #N/A | #N/A
93055593 | NK 125-350/228 | 11 | 4 | [7 empty] | 11119.01 | 5559.505 |  |  |  |  | #N/A |  | #N/A | #N/A
93055594 | NK 125-350/333-329 | 11 | 6 | [7 empty] | 12816.38 | 6408.19 |  |  |  |  | #N/A |  | #N/A | #N/A
93055595 | NK 125-350/301 | 7.5 | 6 | [7 empty] | 11852.84 | 5926.42 |  |  |  |  | #N/A |  | #N/A | #N/A
93055596 | NK 125-350/275 | 5.5 | 6 | [7 empty] | 11131.62 | 5565.81 |  |  |  |  | #N/A |  | #N/A | #N/A
93055597 | NK 125-350/247 | 4 | 6 | [7 empty] | 11100.58 | 5550.29 |  |  |  |  | #N/A |  | #N/A | #N/A
93055598 | NK 150-225/242 | 18.5 | 4 | [7 empty] | 11551 | 5775.5 |  |  |  |  | #N/A |  | #N/A | #N/A
93055599 | NK 150-225/238 | 15 | 4 | [7 empty] | 10430.52 | 5215.26 |  |  |  |  | #N/A |  | #N/A | #N/A
93055600 | NK 150-225/216 | 11 | 4 | [7 empty] | 10111.01 | 5055.505 |  |  |  |  | #N/A |  | #N/A | #N/A
93055601 | NK 150-225/196 | 7.5 | 4 | [7 empty] | 8973.7 | 4486.85 |  |  |  |  | #N/A |  | #N/A | #N/A
93055602 | NK 150-225/180 | 5.5 | 4 | [7 empty] | 8766.28 | 4383.14 |  |  |  |  | #N/A |  | #N/A | #N/A
93055603 | NK 150-225/242 | 5.5 | 6 | [7 empty] | 10912.63 | 5456.315 |  |  |  |  | #N/A |  | #N/A | #N/A
93055604 | NK 150-225/233 | 4 | 6 | [7 empty] | 10736.77 | 5368.385 |  |  |  |  | #N/A |  | #N/A | #N/A
93055605 | NK 150-225/212 | 3 | 6 | [7 empty] | 10190.72 | 5095.36 |  |  |  |  | #N/A |  | #N/A | #N/A
93055606 | NK 150-225/198 | 2.2 | 6 | [7 empty] | 9616.77 | 4808.385 |  |  |  |  | #N/A |  | #N/A | #N/A
93055607 | NK 150-280/260 | 22 | 4 | [7 empty] | 12313.22 | 6156.61 |  |  |  |  | #N/A |  | #N/A | #N/A
93055608 | NK 150-280/247 | 18.5 | 4 | 91338088 | 1700 x 810 x 200 | 91338019 | CLM-98 |  |  | 4 | 12029.39 | 6014.695 |  |  |  |  | 547.49 |  | 170.3 | 681.2
93055609 | NK 150-280/232 | 15 | 4 | [7 empty] | 11196.34 | 5598.17 |  |  |  |  | #N/A |  | #N/A | #N/A
93055610 | NK 150-280/214 | 11 | 4 | [7 empty] | 10819.62 | 5409.81 |  |  |  |  | #N/A |  | #N/A | #N/A
93055611 | NK 150-280/273 | 7.5 | 6 | [7 empty] | 12085.87 | 6042.935 |  |  |  |  | #N/A |  | #N/A | #N/A
93055612 | NK 150-280/251 | 5.5 | 6 | [7 empty] | 11600.5 | 5800.25 |  |  |  |  | #N/A |  | #N/A | #N/A
93055613 | NK 150-280/229 | 4 | 6 | [7 empty] | 11008.68 | 5504.34 |  |  |  |  | #N/A |  | #N/A | #N/A
93055614 | NK 150-280/210 | 3 | 6 | [7 empty] | 11836.7 | 5918.35 |  |  |  |  | #N/A |  | #N/A | #N/A
93055615 | NK 150-350/328-324 | 55 | 4 | [7 empty] | 22315.01 | 11157.505 |  |  |  |  | #N/A |  | #N/A | #N/A
93055616 | NK 150-350/318-314 | 45 | 4 | [7 empty] | 19897.7 | 9948.85 |  |  |  |  | #N/A |  | #N/A | #N/A
93055617 | NK 150-350/294 | 37 | 4 | TBA | 1750 x 1200 x 200 | 91338020 | CLM-99 |  |  | 4 | 18203.79 | 9101.895 |  |  |  |  | 1550 |  | 170.3 | 681.2
93055618 | NK 150-350/273 | 30 | 4 | [7 empty] | 16291.97 | 8145.985 |  |  |  |  | #N/A |  | #N/A | #N/A
93055619 | NK 150-350/254 | 22 | 4 | [7 empty] | 14518.29 | 7259.145 |  |  |  |  | #N/A |  | #N/A | #N/A
93055621 | NK 150-350/238 | 18.5 | 4 | [7 empty] | 14241.15 | 7120.575 |  |  |  |  | #N/A |  | #N/A | #N/A
93055622 | NK 150-350/328-324 | 15 | 6 | [7 empty] | 14828.91 | 7414.455 |  |  |  |  | #N/A |  | #N/A | #N/A
93055623 | NK 150-350/301 | 11 | 6 | [7 empty] | 13776.38 | 6888.19 |  |  |  |  | #N/A |  | #N/A | #N/A
93055624 | NK 150-350/264 | 7.5 | 6 | [7 empty] | 12874.14 | 6437.07 |  |  |  |  | #N/A |  | #N/A | #N/A
93055625 | NK 150-350/240 | 5.5 | 6 | [7 empty] | 12338.9 | 6169.45 |  |  |  |  | #N/A |  | #N/A | #N/A
93055626 | NK 150-350/217 | 4 | 6 | [7 empty] | 11665.93 | 5832.965 |  |  |  |  | #N/A |  | #N/A | #N/A
93055627 | NK 150-380/430 | 132 | 4 | [7 empty] | 39194.69 | 19597.345 |  |  |  |  | #N/A |  | #N/A | #N/A
93055629 | NK 150-380/409 | 110 | 4 | 93452601 | 2500 x 900 x 600 |  | CDM-553 |  |  | 6 | 36865.94 | 18432.97 |  |  |  |  | 2687.1 |  | 653.25 | 3919.5 | 652.25 | 3913.5
93055630 | NK 150-380/380 | 90 | 4 | TBA-7 | 2100 x 1400 x 250 | 91338021 | CLM-100 |  |  | 6 | 26474.23 | 13237.115 |  |  |  |  | 1550 |  | 170.3 | 1021.8
93055631 | NK 150-380/350 | 75 | 4 | [7 empty] | 25132.51 | 12566.255 |  |  |  |  | #N/A |  | #N/A | #N/A
93055632 | NK 150-380/308 | 55 | 4 | [7 empty] | 23415.21 | 11707.605 |  |  |  |  | #N/A |  | #N/A | #N/A
93055633 | NK 150-380/430 | 37 | 6 | [7 empty] | 21691.25 | 10845.625 |  |  |  |  | #N/A |  | #N/A | #N/A
93055635 | NK 150-380/402 | 30 | 6 | [7 empty] | 19738.01 | 9869.005 |  |  |  |  | #N/A |  | #N/A | #N/A
93055636 | NK 150-380/351 | 22 | 6 | [7 empty] | 17189.81 | 8594.905 |  |  |  |  | #N/A |  | #N/A | #N/A
93055637 | NK 150-380/329 | 18.5 | 6 | [7 empty] | 16911.36 | 8455.68 |  |  |  |  | #N/A |  | #N/A | #N/A
93055638 | NK 150-380/300 | 15 | 6 | [7 empty] | 15758.31 | 7879.155 |  |  |  |  | #N/A |  | #N/A | #N/A
93055639 | NK 250-380/416 | 160 | 4 | [7 empty] | 50541.44 | 25270.72 |  |  |  |  | #N/A |  | #N/A | #N/A
93055640 | NK 250-380/404 | 132 | 4 | [7 empty] | 44794.33 | 22397.165 |  |  |  |  | #N/A |  | #N/A | #N/A
93055641 | NK 250-380/375 | 110 | 4 | [7 empty] | 42225.35 | 21112.675 |  |  |  |  | #N/A |  | #N/A | #N/A
93055642 | NK 250-380/353 | 90 | 4 | TBA | 2200 x 1350 x 250 | [5 empty] | 34994.05 | 17497.025 |  |  |  |  | 2000 |  | #N/A | #N/A
93055643 | NK 250-380/333 | 75 | 4 | TBA-2 | 2200 x 1400 x 300 | CDM-551 | CDM-551 |  |  | 6 | 33533.47 | 16766.735 |  |  |  |  | 1550 |  | 800 | 4800
93055644 | NK 250-380/302 | 55 | 4 | [7 empty] | 30716.92 | 15358.46 |  |  |  |  | #N/A |  | #N/A | #N/A
93055645 | NK 250-380/416 | 45 | 6 | [7 empty] | 33334.54 | 16667.27 |  |  |  |  | #N/A |  | #N/A | #N/A
93055646 | NK 250-380/403 | 37 | 6 | [7 empty] | 30793.6 | 15396.8 |  |  |  |  | #N/A |  | #N/A | #N/A
93055647 | NK 250-380/365 | 30 | 6 | [7 empty] | 28792.63 | 14396.315 |  |  |  |  | #N/A |  | #N/A | #N/A
93055648 | NK 250-380/334 | 22 | 6 | [7 empty] | 26263.02 | 13131.51 |  |  |  |  | #N/A |  | #N/A | #N/A
93055649 | NK 250-380/316 | 18.5 | 6 | [7 empty] | 25501.74 | 12750.87 |  |  |  |  | #N/A |  | #N/A | #N/A
93055650 | NK 32-180/177 | 5.5 | 2 | 92513065 | 1100 x 800 x 150 | 92932673 | CSM-16 |  |  | 4 | 4836.6 | 2418.3 |  | 62.07 |  |  | 610.6 |  | 66.3 | 265.2
93055651 | NK 32-180/166 | 4 | 2 | [7 empty] | 4462.56 | 2231.28 |  |  |  |  | #N/A |  | #N/A | #N/A
93055652 | NK 32-180/152 | 3 | 2 | 92513065 | 1100 x 800 x 150 | 92932673 | CSM-16 |  |  | 4 | 4203.06 | 2101.53 |  |  |  |  | 610.6 |  | 66.3 | 265.2
93055653 | NK 32-180/140 | 2.2 | 2 | [7 empty] | 3914.03 | 1957.015 |  |  |  |  | #N/A |  | #N/A | #N/A
93055654 | NK 32-180/123 | 1.5 | 2 | [7 empty] | 3805.86 | 1902.93 |  |  |  |  | #N/A |  | #N/A | #N/A
93055655 | NK 32-180/177 | 0.75 | 4 | [7 empty] | 3639.05 | 1819.525 |  |  |  |  | #N/A |  | #N/A | #N/A
93055656 | NK 32-180/174 | 0.55 | 4 | [7 empty] | 3577.23 | 1788.615 |  |  |  |  | #N/A |  | #N/A | #N/A
93055657 | NK 32-180/159 | 0.37 | 4 | [7 empty] | 3343.64 | 1671.82 |  |  |  |  | #N/A |  | #N/A | #N/A
93055658 | NK 32-180/138 | 0.25 | 4 | [7 empty] | 3321.36 | 1660.68 |  |  |  |  | #N/A |  | #N/A | #N/A
93055659 | NK 100-380/426 | 75 | 4 | TBA-5 | 1900 x 1200 x 250 | 91338020 | CLM-99 |  |  | 6 | 22597.64 | 11298.82 |  |  |  |  | 1550 |  | 170.3 | 1021.8
93055660 | NK 100-380/415 | 55 | 4 | [7 empty] | 19573.54 | 9786.77 |  |  |  |  | #N/A |  | #N/A | #N/A
93055661 | NK 100-380/390 | 45 | 4 | TBA-4 | 1700 x 1200 x 200 | 91338021 | CLM-100 |  |  | 4 | 17270.08 | 8635.04 |  |  |  |  | 1550 |  | 170.3 | 681.2
93055662 | NK 100-380/367 | 37 | 4 | TBA-4 | 1700 x 1200 x 200 | 91338020 | CLM-99 |  |  | 4 | 16586.3 | 8293.15 |  |  |  |  | 1550 |  | 170.3 | 681.2
93055663 | NK 100-380/341 | 30 | 4 | TBA-4 | 1700 x 1200 x 200 | 91338020 | CLM-99 |  |  | 4 | 14355.07 | 7177.535 |  |  |  |  | 1550 |  | 170.3 | 681.2
93055664 | NK 100-380/313 | 22 | 4 | [7 empty] | 12612.97 | 6306.485 |  |  |  |  | #N/A |  | #N/A | #N/A
93055665 | NK 100-380/426 | 18.5 | 6 | [7 empty] | 12284.77 | 6142.385 |  |  |  |  | #N/A |  | #N/A | #N/A
93055666 | NK 100-380/408 | 15 | 6 | [7 empty] | 11109.43 | 5554.715 |  |  |  |  | #N/A |  | #N/A | #N/A
93055667 | NK 100-380/372 | 11 | 6 | [7 empty] | 13037.71 | 6518.855 |  |  |  |  | #N/A |  | #N/A | #N/A
93055668 | NK 100-380/329 | 7.5 | 6 | [7 empty] | 11381.71 | 5690.855 |  |  |  |  | #N/A |  | #N/A | #N/A
93055669 | NK 100-380/300 | 5.5 | 6 | [7 empty] | 10810.96 | 5405.48 |  |  |  |  | #N/A |  | #N/A | #N/A
93055671 | NK 125-180/176 | 30 | 2 | [7 empty] | 12877.37 | 6438.685 |  |  |  |  | #N/A |  | #N/A | #N/A
93055672 | NK 125-180/166 | 22 | 2 | [7 empty] | 10662.51 | 5331.255 |  |  |  |  | #N/A |  | #N/A | #N/A
93055673 | NK 125-180/160 | 18.5 | 2 | [7 empty] | 9748.83 | 4874.415 |  |  |  |  | #N/A |  | #N/A | #N/A
93055674 | NK 125-180/152-148 | 15 | 2 | [7 empty] | 8236.6 | 4118.3 |  |  |  |  | #N/A |  | #N/A | #N/A
93055675 | NK 125-180/144-116 | 11 | 2 | [7 empty] | 8022.41 | 4011.205 |  |  |  |  | #N/A |  | #N/A | #N/A
93055676 | NK 125-180/176 | 4 | 4 | [7 empty] | 6654.94 | 3327.47 |  |  |  |  | #N/A |  | #N/A | #N/A
93055677 | NK 125-180/171 | 3 | 4 | [7 empty] | 6399.89 | 3199.945 |  |  |  |  | #N/A |  | #N/A | #N/A
93055678 | NK 125-180/158 | 2.2 | 4 | [7 empty] | 6261.99 | 3130.995 |  |  |  |  | #N/A |  | #N/A | #N/A
93055679 | NK 125-180/152-136 | 1.5 | 4 | [7 empty] | 6069.6 | 3034.8 |  |  |  |  | #N/A |  | #N/A | #N/A
93055680 | NK 125-180/176 | 1.1 | 6 | [7 empty] | 6732.63 | 3366.315 |  |  |  |  | #N/A |  | #N/A | #N/A
93055681 | NK 125-180/166 | 0.75 | 6 | [7 empty] | 6677.88 | 3338.94 |  |  |  |  | #N/A |  | #N/A | #N/A
93055682 | NK 125-180/164 | 0.55 | 6 | [7 empty] | 6616.98 | 3308.49 |  |  |  |  | #N/A |  | #N/A | #N/A
93055683 | NK 125-180/152-146 | 0.37 | 6 | [7 empty] | 6348.79 | 3174.395 |  |  |  |  | #N/A |  | #N/A | #N/A
93055684 | NK 125-380/410 | 90 | 4 | [7 empty] | 26299.28 | 13149.64 |  |  |  |  | #N/A |  | #N/A | #N/A
93055685 | NK 125-380/405 | 75 | 4 | TBA | 1900 x 1200 x 250 | 91338020 | CLM-99 |  |  | 6 | 23739.82 | 11869.91 |  |  |  |  | 1550 |  | 170.3 | 1021.8
93055686 | NK 125-380/360 | 55 | 4 | TBA-9 | 1800 x 1000 x 250 | 91338021 | CLM-100 |  |  | 4 | 22531.32 | 11265.66 |  |  |  |  | 1550 |  | 170.3 | 681.2
93055687 | NK 125-380/333 | 45 | 4 | TBA-5 | 1800 x 800 x 250 | 91338020 | CLM-99 |  |  | 4 | 19553.29 | 9776.645 |  |  |  |  | 1550 |  | 170.3 | 681.2
93055688 | NK 125-380/283 | 30 | 4 | 92792038 | 1700 x 900 x 200 | 91338020 | CLM-99 |  |  | 4 | 15375.61 | 7687.805 |  |  |  |  | 780.65 |  | 170.3 | 681.2
93055689 | NK 125-380/410 | 30 | 6 | [7 empty] | 17160.57 | 8580.285 |  |  |  |  | #N/A |  | #N/A | #N/A
93055690 | NK 125-380/406 | 22 | 6 | [7 empty] | 15334.29 | 7667.145 |  |  |  |  | #N/A |  | #N/A | #N/A
93055691 | NK 125-380/380 | 18.5 | 6 | [7 empty] | 14703.66 | 7351.83 |  |  |  |  | #N/A |  | #N/A | #N/A
93055692 | NK 125-380/349 | 15 | 6 | [7 empty] | 14625.22 | 7312.61 |  |  |  |  | #N/A |  | #N/A | #N/A
93055693 | NK 125-380/314 | 11 | 6 | [7 empty] | 14309.39 | 7154.695 |  |  |  |  | #N/A |  | #N/A | #N/A
93055694 | NK 32-130/142 | 3 | 2 | [7 empty] | 3991.49 | 1995.745 |  |  |  |  | #N/A |  | #N/A | #N/A
93055695 | NK 32-130/135 | 2.2 | 2 | [7 empty] | 3670.74 | 1835.37 |  |  |  |  | #N/A |  | #N/A | #N/A
93055696 | NK 32-130/121 | 1.5 | 2 | [7 empty] | 3607.68 | 1803.84 |  |  |  |  | #N/A |  | #N/A | #N/A
93055697 | NK 32-130/111 | 1.1 | 2 | [7 empty] | 3491.77 | 1745.885 |  |  |  |  | #N/A |  | #N/A | #N/A
93055698 | NK 32-130/142 | 0.37 | 4 | [7 empty] | 3143.61 | 1571.805 |  |  |  |  | #N/A |  | #N/A | #N/A
93055699 | NK 32-130/133 | 0.25 | 4 | [7 empty] | 3113.75 | 1556.875 |  |  |  |  | #N/A |  | #N/A | #N/A
93055700 | NK 32-130.1/144 | 3 | 2 | [7 empty] | 3951.7 | 1975.85 |  |  |  |  | #N/A |  | #N/A | #N/A
93055701 | NK 32-130.1/140 | 2.2 | 2 | [7 empty] | 3634.24 | 1817.12 |  |  |  |  | #N/A |  | #N/A | #N/A
93055702 | NK 32-130.1/124 | 1.5 | 2 | [7 empty] | 3571.19 | 1785.595 |  |  |  |  | #N/A |  | #N/A | #N/A
93055703 | NK 32-130.1/114 | 1.1 | 2 | [7 empty] | 3455.28 | 1727.64 |  |  |  |  | #N/A |  | #N/A | #N/A
93055704 | NK 32-130.1/100 | 0.75 | 2 | [7 empty] | 3389.12 | 1694.56 |  |  |  |  | #N/A |  | #N/A | #N/A
93055705 | NK 32-130.1/144 | 0.37 | 4 | [7 empty] | 3110.45 | 1555.225 |  |  |  |  | #N/A |  | #N/A | #N/A
93055706 | NK 32-130.1/135 | 0.25 | 4 | [7 empty] | 3080.58 | 1540.29 |  |  |  |  | #N/A |  | #N/A | #N/A
93055707 | NK 32-165.1/177 | 4 | 2 | [7 empty] | 4301.92 | 2150.96 |  |  |  |  | #N/A |  | #N/A | #N/A
93055708 | NK 32-165.1/168 | 3 | 2 | [7 empty] | 4051.18 | 2025.59 |  |  |  |  | #N/A |  | #N/A | #N/A
93055709 | NK 32-165.1/156 | 2.2 | 2 | [7 empty] | 3727.09 | 1863.545 |  |  |  |  | #N/A |  | #N/A | #N/A
93055710 | NK 32-165.1/141 | 1.5 | 2 | [7 empty] | 3664.04 | 1832.02 |  |  |  |  | #N/A |  | #N/A | #N/A
93055711 | NK 32-165.1/177 | 0.55 | 4 | [7 empty] | 3425.87 | 1712.935 |  |  |  |  | #N/A |  | #N/A | #N/A
93055712 | NK 32-165.1/167 | 0.37 | 4 | [7 empty] | 3199.96 | 1599.98 |  |  |  |  | #N/A |  | #N/A | #N/A
93055713 | NK 32-165.1/151 | 0.25 | 4 | [7 empty] | 3166.8 | 1583.4 |  |  |  |  | #N/A |  | #N/A | #N/A
93055714 | NK 32-205.1/207 | 7.5 | 2 | [7 empty] | 5212.07 | 2606.035 |  |  |  |  | #N/A |  | #N/A | #N/A
93055715 | NK 32-205.1/205 | 5.5 | 2 | [7 empty] | 4914.45 | 2457.225 |  |  |  |  | #N/A |  | #N/A | #N/A
93055716 | NK 32-205.1/189 | 4 | 2 | [7 empty] | 4504.21 | 2252.105 |  |  |  |  | #N/A |  | #N/A | #N/A
93055717 | NK 32-205.1/176 | 3 | 2 | [7 empty] | 4243.51 | 2121.755 |  |  |  |  | #N/A |  | #N/A | #N/A
93055718 | NK 32-205.1/207 | 0.75 | 4 | [7 empty] | 3637.97 | 1818.985 |  |  |  |  | #N/A |  | #N/A | #N/A
93055719 | NK 32-205.1/192 | 0.55 | 4 | [7 empty] | 3591.67 | 1795.835 |  |  |  |  | #N/A |  | #N/A | #N/A
93055720 | NK 32-205.1/174 | 0.37 | 4 | [7 empty] | 3365.76 | 1682.88 |  |  |  |  | #N/A |  | #N/A | #N/A
93055721 | NK 40-130/142 | 5.5 | 2 | [7 empty] | 4907.82 | 2453.91 |  |  |  |  | #N/A |  | #N/A | #N/A
93055722 | NK 40-130/140 | 4 | 2 | [7 empty] | 4497.58 | 2248.79 |  |  |  |  | #N/A |  | #N/A | #N/A
93055723 | NK 40-130/131 | 3 | 2 | [7 empty] | 4240.21 | 2120.105 |  |  |  |  | #N/A |  | #N/A | #N/A
93055724 | NK 40-130/122 | 2.2 | 2 | 92513065 | 1100 x 800 x 150 | 92932673 | CSM-16 |  |  | 4 | 3906.16 | 1953.08 |  |  |  |  | 610.6 |  | 66.3 | 265.2
93055725 | NK 40-130/108 | 1.5 | 2 | [7 empty] | 3836.47 | 1918.235 |  |  |  |  | #N/A |  | #N/A | #N/A
93055726 | NK 40-130/142 | 0.55 | 4 | [7 empty] | 3531.99 | 1765.995 |  |  |  |  | #N/A |  | #N/A | #N/A
93055727 | NK 40-130/135 | 0.37 | 4 | [7 empty] | 3306.07 | 1653.035 |  |  |  |  | #N/A |  | #N/A | #N/A
93055728 | NK 40-130/122 | 0.25 | 4 | [7 empty] | 3272.91 | 1636.455 |  |  |  |  | #N/A |  | #N/A | #N/A
93055729 | NK 50-130/142 | 7.5 | 2 | [7 empty] | 5503.88 | 2751.94 |  |  |  |  | #N/A |  | #N/A | #N/A
93055730 | NK 50-130/135 | 5.5 | 2 | [7 empty] | 5090.21 | 2545.105 |  |  |  |  | #N/A |  | #N/A | #N/A
93055731 | NK 50-130/124 | 4 | 2 | [7 empty] | 4666.71 | 2333.355 |  |  |  |  | #N/A |  | #N/A | #N/A
93055732 | NK 50-130/113 | 3 | 2 | [7 empty] | 4402.71 | 2201.355 |  |  |  |  | #N/A |  | #N/A | #N/A
93055733 | NK 50-130/142 | 1.1 | 4 | [7 empty] | 3826.74 | 1913.37 |  |  |  |  | #N/A |  | #N/A | #N/A
93055734 | NK 50-130/138 | 0.75 | 4 | [7 empty] | 3710.92 | 1855.46 |  |  |  |  | #N/A |  | #N/A | #N/A
93055735 | NK 50-130/129 | 0.55 | 4 | [7 empty] | 3641.43 | 1820.715 |  |  |  |  | #N/A |  | #N/A | #N/A
93055736 | NK 50-130/113 | 0.37 | 4 | [7 empty] | 3415.52 | 1707.76 |  |  |  |  | #N/A |  | #N/A | #N/A
93055737 | NK 65-130/144 | 11 | 2 | [7 empty] | 6916.44 | 3458.22 |  |  |  |  | #N/A |  | #N/A | #N/A
93055738 | NK 65-130/136 | 7.5 | 2 | [7 empty] | 5908.43 | 2954.215 |  |  |  |  | #N/A |  | #N/A | #N/A
93055739 | NK 65-130/124 | 5.5 | 2 | [7 empty] | 5464.91 | 2732.455 |  |  |  |  | #N/A |  | #N/A | #N/A
93055740 | NK 65-130/117-107 | 4 | 2 | [7 empty] | 5014.88 | 2507.44 |  |  |  |  | #N/A |  | #N/A | #N/A
93055741 | NK 65-130/141 | 1.1 | 4 | [7 empty] | 3962.67 | 1981.335 |  |  |  |  | #N/A |  | #N/A | #N/A
93055742 | NK 65-130/128 | 0.75 | 4 | [7 empty] | 3843.56 | 1921.78 |  |  |  |  | #N/A |  | #N/A | #N/A
93055743 | NK 65-130/119 | 0.55 | 4 | [7 empty] | 3774.07 | 1887.035 |  |  |  |  | #N/A |  | #N/A | #N/A
93055744 | NK 50-280/262 | 37 | 2 | [7 empty] | 12426.79 | 6213.395 |  |  |  |  | #N/A |  | #N/A | #N/A
93055746 | NK 50-280/239 | 30 | 2 | [7 empty] | 11777.21 | 5888.605 |  |  |  |  | #N/A |  | #N/A | #N/A
93055747 | NK 50-280/219 | 22 | 2 | [7 empty] | 9776.14 | 4888.07 |  |  |  |  | #N/A |  | #N/A | #N/A
93055748 | NK 50-280/209 | 18.5 | 2 | [7 empty] | 9380.9 | 4690.45 |  |  |  |  | #N/A |  | #N/A | #N/A
93055749 | NK 50-280/197 | 15 | 2 | [7 empty] | 8211.15 | 4105.575 |  |  |  |  | #N/A |  | #N/A | #N/A
93055750 | NK 250-360/370 | 90 | 4 | [7 empty] | 35214.05 | 17607.025 |  |  |  |  | #N/A |  | #N/A | #N/A
93055751 | NK 250-360/359 | 75 | 4 | [7 empty] | 33883.17 | 16941.585 |  |  |  |  | #N/A |  | #N/A | #N/A
93055752 | NK 250-360/315 | 55 | 4 | TBA | 2200 x 1400 x 250 | 91338021 | CLM-100 |  |  | 6 | 31288.71 | 15644.355 |  |  |  |  | 1550 |  | 170.3 | 1021.8
93055753 | NK 250-360/291 | 45 | 4 | [7 empty] | 29233.48 | 14616.74 |  |  |  |  | #N/A |  | #N/A | #N/A
93055754 | NK 250-360/273 | 37 | 4 | [7 empty] | 28139.03 | 14069.515 |  |  |  |  | #N/A |  | #N/A | #N/A
93055755 | NK 250-360/370 | 30 | 6 | [7 empty] | 28730.23 | 14365.115 |  |  |  |  | #N/A |  | #N/A | #N/A
93055756 | NK 250-360/360 | 22 | 6 | [7 empty] | 26292.2 | 13146.1 |  |  |  |  | #N/A |  | #N/A | #N/A
93055757 | NK 250-360/331 | 18.5 | 6 | [7 empty] | 25980.85 | 12990.425 |  |  |  |  | #N/A |  | #N/A | #N/A
93055758 | NK 250-360/310 | 15 | 6 | [7 empty] | 24962.53 | 12481.265 |  |  |  |  | #N/A |  | #N/A | #N/A
93055759 | NK 250-360/275 | 11 | 6 | [7 empty] | 23905.72 | 11952.86 |  |  |  |  | #N/A |  | #N/A | #N/A
93055760 | NK 200-380/404 | 132 | 4 | [7 empty] | 43064.88 | 21532.44 |  |  |  |  | #N/A |  | #N/A | #N/A
93055761 | NK 200-380/400 | 110 | 4 | [7 empty] | 39363.1 | 19681.55 |  |  |  |  | #N/A |  | #N/A | #N/A
93055762 | NK 200-380/368 | 90 | 4 | [7 empty] | 31835.02 | 15917.51 |  |  |  |  | #N/A |  | #N/A | #N/A
93055763 | NK 200-380/346 | 75 | 4 | [7 empty] | 30494.18 | 15247.09 |  |  |  |  | #N/A |  | #N/A | #N/A
93055764 | NK 200-380/314 | 55 | 4 | [7 empty] | 27296.24 | 13648.12 |  |  |  |  | #N/A |  | #N/A | #N/A
93055765 | NK 200-380/393 | 30 | 6 | [7 empty] | 25016.27 | 12508.135 |  |  |  |  | #N/A |  | #N/A | #N/A
93055766 | NK 200-380/348 | 22 | 6 | [7 empty] | 22651.22 | 11325.61 |  |  |  |  | #N/A |  | #N/A | #N/A
93055767 | NK 200-380/329 | 18.5 | 6 | [7 empty] | 22369.7 | 11184.85 |  |  |  |  | #N/A |  | #N/A | #N/A
93055768 | NK 200-380/308 | 15 | 6 | [7 empty] | 21248.6 | 10624.3 |  |  |  |  | #N/A |  | #N/A | #N/A
93055769 | NK 300-300/346-340 | 110 | 4 | [7 empty] | 44078.46 | 22039.23 |  |  |  |  | 1550 |  | #N/A | #N/A
93055770 | NK 300-300/326 | 90 | 4 | TBA-3 | 2400 x 1200 x 300 | CDM-551 | CDM-551 |  |  | 6 | 36122.6 | 18061.3 |  |  |  |  | 1550 |  | 800 | 4800 | 800 | 4800
93055771 | NK 300-300/305 | 75 | 4 | TBA-2 | 2200 x 1400 x 300 | CDM-551 | CDM-551 |  |  | 6 | 34791.72 | 17395.86 |  |  |  |  | 1550 |  | 800 | 4800
93055772 | NK 300-300/280-272 | 55 | 4 | [7 empty] | 32717.89 | 16358.945 |  |  |  |  | #N/A |  | #N/A | #N/A
93055773 | NK 300-300/280-224 | 45 | 4 | [7 empty] | 30317.79 | 15158.895 |  |  |  |  | #N/A |  | #N/A | #N/A
93055774 | NK 300-300/340 | 30 | 6 | [7 empty] | 30680 | 15340 |  |  |  |  | #N/A |  | #N/A | #N/A
93055775 | NK 300-300/307 | 22 | 6 | [7 empty] | 29432.44 | 14716.22 |  |  |  |  | #N/A |  | #N/A | #N/A
93055776 | NK 300-300/290 | 18.5 | 6 | [7 empty] | 28888.97 | 14444.485 |  |  |  |  | #N/A |  | #N/A | #N/A
93055777 | NK 300-300/280-248 | 15 | 6 | [7 empty] | 27870.65 | 13935.325 |  |  |  |  | #N/A |  | #N/A | #N/A
93055778 | NK 300-300/276-196 | 11 | 6 | [7 empty] | 27185.23 | 13592.615 |  |  |  |  | #N/A |  | #N/A | #N/A
93055779 | NK 350-350/416-382 | 200 | 4 | [7 empty] | 64979.78 | 32489.89 |  |  |  |  | #N/A |  | #N/A | #N/A
93055780 | NK 350-350/408-374 | 185 | 4 | [7 empty] | 64550.76 | 32275.38 |  |  |  |  | #N/A |  | #N/A | #N/A
93055781 | NK 350-350/388-356 | 160 | 4 | [7 empty] | 62717.91 | 31358.955 |  |  |  |  | #N/A |  | #N/A | #N/A
93055782 | NK 350-350/372-336 | 132 | 4 | [7 empty] | 58802.63 | 29401.315 |  |  |  |  | #N/A |  | #N/A | #N/A
93055783 | NK 350-350/348-316 | 110 | 4 | [7 empty] | 55100.86 | 27550.43 |  |  |  |  | #N/A |  | #N/A | #N/A
93055784 | NK 350-350/408-376 | 55 | 6 | [7 empty] | 44061.77 | 22030.885 |  |  |  |  | #N/A |  | #N/A | #N/A
93055785 | NK 350-350/388-352 | 45 | 6 | [7 empty] | 42000.09 | 21000.045 |  |  |  |  | #N/A |  | #N/A | #N/A
93055786 | NK 350-350/364-336 | 37 | 6 | [7 empty] | 39012.88 | 19506.44 |  |  |  |  | #N/A |  | #N/A | #N/A
93055787 | NK 350-350/342-306 | 30 | 6 | [7 empty] | 37076.59 | 18538.295 |  |  |  |  | #N/A |  | #N/A | #N/A
93055788 | NK 150-300/269 | 22 | 4 | 91338088 | 1700 x 810 x 200 | 91338019 | CLM-98 |  |  | 4 | 12891.75 | 6445.875 |  |  |  |  | 547.49 |  | 170.3 | 681.2
93055789 | NK 150-300/289 | 11 | 6 | [7 empty] | 11921.68 | 5960.84 |  |  |  |  | #N/A |  | #N/A | #N/A
93055790 | NK 150-300/281 | 7.5 | 6 | [7 empty] | 11502.62 | 5751.31 |  |  |  |  | #N/A |  | #N/A | #N/A
93055791 | NK 200-300/304 | 45 | 4 | TBA | 1900 x 1200 x 400 | 91338021 | CLM-100 |  |  | 6 | 22926.43 | 11463.215 |  |  |  |  | 1550 |  | 170.3 | 1021.8
93055792 | NK 200-300/288 | 37 | 4 | [7 empty] | 21838.62 | 10919.31 |  |  |  |  | #N/A |  | #N/A | #N/A
93055793 | NK 200-300/273 | 30 | 4 | [7 empty] | 20162.23 | 10081.115 |  |  |  |  | #N/A |  | #N/A | #N/A
93055794 | NK 200-300/304 | 15 | 6 | [7 empty] | 19076.63 | 9538.315 |  |  |  |  | #N/A |  | #N/A | #N/A
93055795 | NK 200-300/288 | 11 | 6 | [7 empty] | 17986.66 | 8993.33 |  |  |  |  | #N/A |  | #N/A | #N/A
93055796 | NK 200-500/530 | 280 | 4 | [7 empty] | 68990.68 | 34495.34 |  |  |  |  | #N/A |  | #N/A | #N/A
93055797 | NK 200-500/516 | 250 | 4 | [7 empty] | 66617.2 | 33308.6 |  |  |  |  | #N/A |  | #N/A | #N/A
93055798 | NK 200-500/497 | 220 | 4 | [7 empty] | 62679.03 | 31339.515 |  |  |  |  | #N/A |  | #N/A | #N/A
93055799 | NK 200-500/477 | 200 | 4 | [7 empty] | 50140.64 | 25070.32 |  |  |  |  | #N/A |  | #N/A | #N/A
93055800 | NK 200-500/468 | 185 | 4 | [7 empty] | 49751.41 | 24875.705 |  |  |  |  | #N/A |  | #N/A | #N/A
93055801 | NK 200-500/449 | 160 | 4 | [7 empty] | 47454.32 | 23727.16 |  |  |  |  | #N/A |  | #N/A | #N/A
93055802 | NK 200-500/422 | 132 | 4 | [7 empty] | 43917.07 | 21958.535 |  |  |  |  | #N/A |  | #N/A | #N/A
93055803 | NK 200-500/530 | 90 | 6 | [7 empty] | 44116.62 | 22058.31 |  |  |  |  | #N/A |  | #N/A | #N/A
93055804 | NK 200-500/521 | 75 | 6 | [7 empty] | 42475.18 | 21237.59 |  |  |  |  | #N/A |  | #N/A | #N/A
93055805 | NK 200-500/471 | 55 | 6 | [7 empty] | 34103.79 | 17051.895 |  |  |  |  | #N/A |  | #N/A | #N/A
93055806 | NK 200-500/441 | 45 | 6 | [7 empty] | 32443.37 | 16221.685 |  |  |  |  | #N/A |  | #N/A | #N/A
93055807 | NK 200-500/419 | 37 | 6 | [7 empty] | 29117.92 | 14558.96 |  |  |  |  | #N/A |  | #N/A | #N/A
93055808 | NK 300-400/480 | 315 | 4 | [7 empty] | 82715.31 | 41357.655 |  |  |  |  | #N/A |  | #N/A | #N/A
93055809 | NK 300-400/455 | 280 | 4 | [7 empty] | 72837.27 | 36418.635 |  |  |  |  | #N/A |  | #N/A | #N/A
93055810 | NK 300-400/434 | 250 | 4 | [7 empty] | 70463.8 | 35231.9 |  |  |  |  | #N/A |  | #N/A | #N/A
93055811 | NK 300-400/409 | 220 | 4 | [7 empty] | 68710.89 | 34355.445 |  |  |  |  | #N/A |  | #N/A | #N/A
93055812 | NK 300-400/395 | 200 | 4 | [7 empty] | 62317.04 | 31158.52 |  |  |  |  | #N/A |  | #N/A | #N/A
93055813 | NK 300-400/479 | 90 | 6 | [7 empty] | 48351.21 | 24175.605 |  |  |  |  | #N/A |  | #N/A | #N/A
93055814 | NK 300-400/437 | 75 | 6 | [7 empty] | 46805.92 | 23402.96 |  |  |  |  | #N/A |  | #N/A | #N/A
93055815 | NK 300-400/390 | 55 | 6 | [7 empty] | 43382 | 21691 |  |  |  |  | #N/A |  | #N/A | #N/A
93055816 | NK 300-350/370 | 160 | 4 | [7 empty] | 58894.54 | 29447.27 |  |  |  |  | #N/A |  | #N/A | #N/A
93055817 | NK 300-350/358 | 132 | 4 | TBA | 2500 x 1450 x 300 | 91338020 | CLM-99 |  |  | 12 | 55984.03 | 27992.015 |  |  |  |  | 2000 |  | 170.3 | 2043.6
93055818 | NK 300-350/343 | 110 | 4 | [7 empty] | 51834.61 | 25917.305 |  |  |  |  | #N/A |  | #N/A | #N/A
93055830 | NK 300-350/327 | 90 | 4 | [7 empty] | 39541.42 | 19770.71 |  |  |  |  | #N/A |  | #N/A | #N/A
93055831 | NK 300-350/370 | 45 | 6 | [7 empty] | 39068.75 | 19534.375 |  |  |  |  | #N/A |  | #N/A | #N/A
93055832 | NK 300-350/356 | 37 | 6 | [7 empty] | 36492.72 | 18246.36 |  |  |  |  | #N/A |  | #N/A | #N/A
93055833 | NK 300-350/337 | 30 | 6 | [7 empty] | 30444.58 | 15222.29 |  |  |  |  | #N/A |  | #N/A | #N/A
93055834 | NK 250-315/304-288 | 55 | 4 | [7 empty] | 29587.62 | 14793.81 |  |  |  |  | #N/A |  | #N/A | #N/A
93055835 | NK 250-315/300-288 | 45 | 4 | [7 empty] | 28527.18 | 14263.59 |  |  |  |  | #N/A |  | #N/A | #N/A
93055836 | NK 250-315/280 | 37 | 4 | [7 empty] | 27449.33 | 13724.665 |  |  |  |  | #N/A |  | #N/A | #N/A
93055838 | NK 250-315/264 | 30 | 4 | [7 empty] | 25769.61 | 12884.805 |  |  |  |  | #N/A |  | #N/A | #N/A
93055840 | NK 250-315/258-210 | 22 | 4 | [7 empty] | 23970.53 | 11985.265 |  |  |  |  | #N/A |  | #N/A | #N/A
93055841 | NK 250-315/304-288 | 15 | 6 | [7 empty] | 24687.31 | 12343.655 |  |  |  |  | #N/A |  | #N/A | #N/A
93055842 | NK 250-315/283 | 11 | 6 | [7 empty] | 23620.57 | 11810.285 |  |  |  |  | #N/A |  | #N/A | #N/A
93055843 | NK 250-315/260-228 | 7.5 | 6 | [7 empty] | 23201.48 | 11600.74 |  |  |  |  | #N/A |  | #N/A | #N/A
93055844 | NK 300-310/350 | 132 | 4 | [7 empty] | 53636.3 | 26818.15 |  |  |  |  | #N/A |  | #N/A | #N/A
93055845 | NK 300-310/328 | 110 | 4 | [7 empty] | 50156.68 | 25078.34 |  |  |  |  | #N/A |  | #N/A | #N/A
93055846 | NK 300-310/348-240 | 90 | 4 | [7 empty] | 39176.66 | 19588.33 |  |  |  |  | #N/A |  | #N/A | #N/A
93055847 | NK 300-310/332-212 | 75 | 4 | [7 empty] | 37656.75 | 18828.375 |  |  |  |  | #N/A |  | #N/A | #N/A
93055848 | NK 300-310/320-190 | 55 | 4 | [7 empty] | 36053.8 | 18026.9 |  |  |  |  | #N/A |  | #N/A | #N/A
93055849 | NK 300-310/348 | 37 | 6 | [7 empty] | 35454.79 | 17727.395 |  |  |  |  | #N/A |  | #N/A | #N/A
93055850 | NK 300-310/350-258 | 30 | 6 | [7 empty] | 34204.93 | 17102.465 |  |  |  |  | #N/A |  | #N/A | #N/A
93055851 | NK 300-310/336-212 | 22 | 6 | [7 empty] | 32204.62 | 16102.31 |  |  |  |  | #N/A |  | #N/A | #N/A
93055852 | NK 300-310/328-196 | 18.5 | 6 | [7 empty] | 31329.55 | 15664.775 |  |  |  |  | #N/A |  | #N/A | #N/A
93055853 | NK 300-310/320-184 | 15 | 6 | [7 empty] | 30344.39 | 15172.195 |  |  |  |  | #N/A |  | #N/A | #N/A
93055854 | NK 200-350/341 | 90 | 4 | [7 empty] | 30021.18 | 15010.59 |  |  |  |  | #N/A |  | #N/A | #N/A
93055855 | NK 200-350/337 | 75 | 4 | [7 empty] | 28690.3 | 14345.15 |  |  |  |  | #N/A |  | #N/A | #N/A
93055856 | NK 200-350/291 | 45 | 4 | [7 empty] | 23178.45 | 11589.225 |  |  |  |  | #N/A |  | #N/A | #N/A
93055857 | NK 200-350/276 | 37 | 4 | [7 empty] | 22090.64 | 11045.32 |  |  |  |  | #N/A |  | #N/A | #N/A
93055858 | NK 200-350/260 | 30 | 4 | [7 empty] | 20749.14 | 10374.57 |  |  |  |  | #N/A |  | #N/A | #N/A
93055859 | NK 200-350/239 | 22 | 4 | [7 empty] | 18598.61 | 9299.305 |  |  |  |  | #N/A |  | #N/A | #N/A
93055860 | NK 200-350/339 | 22 | 6 | [7 empty] | 20731.27 | 10365.635 |  |  |  |  | #N/A |  | #N/A | #N/A
93055861 | NK 200-350/323 | 18.5 | 6 | [7 empty] | 20449.75 | 10224.875 |  |  |  |  | #N/A |  | #N/A | #N/A
93055862 | NK 200-350/303 | 15 | 6 | [7 empty] | 19328.65 | 9664.325 |  |  |  |  | #N/A |  | #N/A | #N/A
93055863 | NK 200-350/279 | 11 | 6 | [7 empty] | 18238.68 | 9119.34 |  |  |  |  | #N/A |  | #N/A | #N/A
93055864 | NK 200-350/251 | 7.5 | 6 | [7 empty] | 17733.37 | 8866.685 |  |  |  |  | #N/A |  | #N/A | #N/A
93055865 | NK 200-350/228 | 5.5 | 6 | [7 empty] | 17275.83 | 8637.915 |  |  |  |  | #N/A |  | #N/A | #N/A

## CR BOM
Item No | Name | Pump List | Pump Nett | IP-56 Nett | IP-66 Nett | Base Nett | Inertia SKU | Inertia Size | Inertia Nett | RM Nett | Mount Qty | RM Total | Seismic SKU | Seismic Name | Seismic Qty | Seismic Total
92900978 | CR1-10 | 1811 | 905.5 |  |  | 520 |  |  |  | 11.83 | 4 | 47.32
92901041 | CR1-10 | 1902 | 951 |  |  | 520 |  |  |  | 11.83 | 4 | 47.32
96516180 | CR1-10 | 1694 | 847 |  |  | 520 |  |  |  | 11.83 | 4 | 47.32
96516246 | CR1-10 | 1784 | 892 |  |  | 520 |  |  |  | 11.83 | 4 | 47.32
92900981 | CR1-11 | 1888 | 944 |  |  | 520 |  |  |  | 11.83 | 4 | 47.32
92901044 | CR1-11 | 1979 | 989.5 |  |  | 520 |  |  |  | 11.83 | 4 | 47.32
96516181 | CR1-11 | 1771 | 885.5 |  |  | 520 |  |  |  | 11.83 | 4 | 47.32
96516247 | CR1-11 | 1861 | 930.5 |  |  | 520 |  |  |  | 11.83 | 4 | 47.32
92900982 | CR1-12 | 2060 | 1030 |  |  | 520 |  |  |  | 11.83 | 4 | 47.32
92901045 | CR1-12 | 2150 | 1075 |  |  | 520 |  |  |  | 11.83 | 4 | 47.32
96516183 | CR1-12 | 1849 | 924.5 |  |  | 520 |  |  |  | 11.83 | 4 | 47.32
96516248 | CR1-12 | 1939 | 969.5 |  |  | 520 |  |  |  | 11.83 | 4 | 47.32
92900983 | CR1-13 | 2132 | 1066 |  |  | 520 |  |  |  | 11.83 | 4 | 47.32
92901046 | CR1-13 | 2222 | 1111 |  |  | 520 |  |  |  | 11.83 | 4 | 47.32
96516185 | CR1-13 | 1921 | 960.5 |  |  | 520 |  |  |  | 11.83 | 4 | 47.32
96516249 | CR1-13 | 2011 | 1005.5 |  |  | 520 |  |  |  | 11.83 | 4 | 47.32
92900986 | CR1-15 | 2287 | 1143.5 |  |  | 520 |  |  |  | 11.83 | 4 | 47.32
92901047 | CR1-15 | 2377 | 1188.5 |  |  | 520 |  |  |  | 11.83 | 4 | 47.32
96516186 | CR1-15 | 2076 | 1038 |  |  | 520 |  |  |  | 11.83 | 4 | 47.32
96516250 | CR1-15 | 2166 | 1083 |  |  | 520 |  |  |  | 11.83 | 4 | 47.32
92901382 | CR1-17 | 2562 | 1281 |  |  | 520 |  |  |  | 11.83 | 4 | 47.32
92901390 | CR1-17 | 2652 | 1326 |  |  | 520 |  |  |  | 11.83 | 4 | 47.32
96516188 | CR1-17 | 2216 | 1108 |  |  | 520 |  |  |  | 11.83 | 4 | 47.32
96516251 | CR1-17 | 2306 | 1153 |  |  | 520 |  |  |  | 11.83 | 4 | 47.32
92901383 | CR1-19 | 2717 | 1358.5 |  |  | 520 |  |  |  | 11.83 | 4 | 47.32
92901391 | CR1-19 | 2807 | 1403.5 |  |  | 520 |  |  |  | 11.83 | 4 | 47.32
96516190 | CR1-19 | 2371 | 1185.5 |  |  | 520 |  |  |  | 11.83 | 4 | 47.32
96516252 | CR1-19 | 2461 | 1230.5 |  |  | 520 |  |  |  | 11.83 | 4 | 47.32
92900962 | CR1-2 | 1376 | 688 |  |  | 520 |  |  |  | 11.83 | 4 | 47.32
92901032 | CR1-2 | 1467 | 733.5 |  |  | 520 |  |  |  | 11.83 | 4 | 47.32
96516169 | CR1-2 | 1294 | 647 |  |  | 520 |  |  |  | 11.83 | 4 | 47.32
96516239 | CR1-2 | 1384 | 692 |  |  | 520 |  |  |  | 11.83 | 4 | 47.32
92901384 | CR1-21 | 2872 | 1436 |  |  | 520 |  |  |  | 11.83 | 4 | 47.32
92901392 | CR1-21 | 2963 | 1481.5 |  |  | 520 |  |  |  | 11.83 | 4 | 47.32
96516192 | CR1-21 | 2526 | 1263 |  |  | 520 |  |  |  | 11.83 | 4 | 47.32
96516253 | CR1-21 | 2617 | 1308.5 |  |  | 520 |  |  |  | 11.83 | 4 | 47.32
92901385 | CR1-23 | 3034 | 1517 |  |  | 520 |  |  |  | 11.83 | 4 | 47.32
92901393 | CR1-23 | 3124 | 1562 |  |  | 520 |  |  |  | 11.83 | 4 | 47.32
96516193 | CR1-23 | 2688 | 1344 |  |  | 520 |  |  |  | 11.83 | 4 | 47.32
96516254 | CR1-23 | 2778 | 1389 |  |  | 520 |  |  |  | 11.83 | 4 | 47.32
92901048 | CR1-25 | 3535 | 1767.5 |  |  | 520 |  |  |  | 11.83 | 4 | 47.32
96516255 | CR1-25 | 3071 | 1535.5 |  |  | 520 |  |  |  | 11.83 | 4 | 47.32
92901049 | CR1-27 | 3689 | 1844.5 |  |  | 520 |  |  |  | 11.83 | 4 | 47.32
96516256 | CR1-27 | 3225 | 1612.5 |  |  | 520 |  |  |  | 11.83 | 4 | 47.32
92900963 | CR1-3 | 1426 | 713 |  |  | 520 |  |  |  | 11.83 | 4 | 47.32
92901033 | CR1-3 | 1516 | 758 |  |  | 520 |  |  |  | 11.83 | 4 | 47.32
96516170 | CR1-3 | 1343 | 671.5 |  |  | 520 |  |  |  | 11.83 | 4 | 47.32
96516240 | CR1-3 | 1434 | 717 |  |  | 520 |  |  |  | 11.83 | 4 | 47.32
92901050 | CR1-30 | 3928 | 1964 |  |  | 520 |  |  |  | 11.83 | 4 | 47.32
96516257 | CR1-30 | 3465 | 1732.5 |  |  | 520 |  |  |  | 11.83 | 4 | 47.32
92901051 | CR1-33 | 4391 | 2195.5 |  |  | 520 |  |  |  | 11.83 | 4 | 47.32
96516258 | CR1-33 | 3887 | 1943.5 |  |  | 520 |  |  |  | 11.83 | 4 | 47.32
92901052 | CR1-36 | 4630 | 2315 |  |  | 520 |  |  |  | 11.83 | 4 | 47.32
96516259 | CR1-36 | 4126 | 2063 |  |  | 520 |  |  |  | 11.83 | 4 | 47.32
92900965 | CR1-4 | 1476 | 738 |  |  | 520 |  |  |  | 11.83 | 4 | 47.32
92901034 | CR1-4 | 1566 | 783 |  |  | 520 |  |  |  | 11.83 | 4 | 47.32
96516172 | CR1-4 | 1393 | 696.5 |  |  | 520 |  |  |  | 11.83 | 4 | 47.32
96516241 | CR1-4 | 1483 | 741.5 |  |  | 520 |  |  |  | 11.83 | 4 | 47.32
92900969 | CR1-5 | 1526 | 763 |  |  | 520 |  |  |  | 11.83 | 4 | 47.32
92901036 | CR1-5 | 1616 | 808 |  |  | 520 |  |  |  | 11.83 | 4 | 47.32
96516173 | CR1-5 | 1443 | 721.5 |  |  | 520 |  |  |  | 11.83 | 4 | 47.32
96516242 | CR1-5 | 1534 | 767 |  |  | 520 |  |  |  | 11.83 | 4 | 47.32
92900970 | CR1-6 | 1576 | 788 |  |  | 520 |  |  |  | 11.83 | 4 | 47.32
92901037 | CR1-6 | 1667 | 833.5 |  |  | 520 |  |  |  | 11.83 | 4 | 47.32
96516174 | CR1-6 | 1494 | 747 |  |  | 520 |  |  |  | 11.83 | 4 | 47.32
96516243 | CR1-6 | 1584 | 792 |  |  | 520 |  |  |  | 11.83 | 4 | 47.32
92900972 | CR1-7 | 1626 | 813 |  |  | 520 |  |  |  | 11.83 | 4 | 47.32
92901038 | CR1-7 | 1717 | 858.5 |  |  | 520 |  |  |  | 11.83 | 4 | 47.32
96516176 | CR1-7 | 1544 | 772 |  |  | 520 |  |  |  | 11.83 | 4 | 47.32
96516244 | CR1-7 | 1634 | 817 |  |  | 520 |  |  |  | 11.83 | 4 | 47.32
92900974 | CR1-8 | 1701 | 850.5 |  |  | 520 |  |  |  | 11.83 | 4 | 47.32
92901039 | CR1-8 | 1791 | 895.5 |  |  | 520 |  |  |  | 11.83 | 4 | 47.32
96516177 | CR1-8 | 1583 | 791.5 |  |  | 520 |  |  |  | 11.83 | 4 | 47.32
96516245 | CR1-8 | 1673 | 836.5 |  |  | 520 |  |  |  | 11.83 | 4 | 47.32
92900977 | CR1-9 | 1733 | 866.5 |  |  | 520 |  |  |  | 11.83 | 4 | 47.32
92901040 | CR1-9 | 1824 | 912 |  |  | 520 |  |  |  | 11.83 | 4 | 47.32
96516178 | CR1-9 | 1616 | 808 |  |  | 520 |  |  |  | 11.83 | 4 | 47.32
98149308 | CR1-9 | 1760 | 880 |  |  | 520 |  |  |  | 11.83 | 4 | 47.32
92959550 | CR10-1 | 2000 | 1000 |  |  | 520 |  |  |  | 11.83 | 4 | 47.32
96500963 | CR10-1 | 1919 | 959.5 |  |  | 520 |  |  |  | 11.83 | 4 | 47.32
96501219 | CR10-10 | 4421 | 2210.5 |  |  | 520 |  |  |  | 11.83 | 4 | 47.32
96501220 | CR10-12 | 4765 | 2382.5 |  |  | 520 |  |  |  | 11.83 | 4 | 47.32
96501221 | CR10-14 | 5554 | 2777 |  |  | 520 |  |  |  | 11.83 | 4 | 47.32
96501222 | CR10-16 | 5896 | 2948 |  |  | 520 |  |  |  | 11.83 | 4 | 47.32
96501223 | CR10-18 | 6405 | 3202.5 |  |  | 520 |  |  |  | 11.83 | 4 | 47.32
92959551 | CR10-2 | 2318 | 1159 |  |  | 520 |  |  |  | 11.83 | 4 | 47.32
96500964 | CR10-2 | 2113 | 1056.5 |  |  | 520 |  |  |  | 11.83 | 4 | 47.32
96501224 | CR10-20 | 6742 | 3371 |  |  | 520 |  |  |  | 11.83 | 4 | 47.32
96501225 | CR10-22 | 7083 | 3541.5 |  |  | 520 |  |  |  | 11.83 | 4 | 47.32
92959552 | CR10-3 | 2831 | 1415.5 |  |  | 520 |  |  |  | 11.83 | 4 | 47.32
96500965 | CR10-3 | 2492 | 1246 |  |  | 520 |  |  |  | 11.83 | 4 | 47.32
92959623 | CR10-4 | 3256 | 1628 |  |  | 520 |  |  |  | 11.83 | 4 | 47.32
96500966 | CR10-4 | 2803 | 1401.5 |  |  | 520 |  |  |  | 11.83 | 4 | 47.32
92959626 | CR10-5 | 3538 | 1769 |  |  | 520 |  |  |  | 11.83 | 4 | 47.32
96500967 | CR10-5 | 3045 | 1522.5 |  | 135 | 520 |  |  |  | 11.83 | 4 | 47.32
92959628 | CR10-6 | 3373 | 1686.5 |  |  | 520 |  |  |  | 11.83 | 4 | 47.32
96500968 | CR10-6 | 3209 | 1604.5 |  |  | 520 |  |  |  | 11.83 | 4 | 47.32
96500969 | CR10-7 | 3535 | 1767.5 |  |  | 520 |  |  |  | 11.83 | 4 | 47.32
96500970 | CR10-8 | 3699 | 1849.5 |  |  | 520 |  |  |  | 11.83 | 4 | 47.32
96500971 | CR10-9 | 3870 | 1935 |  |  | 520 |  |  |  | 11.83 | 4 | 47.32
99142431 | CR125-1 | 11052 | 5526 | [8 empty] | 0
99142574 | CR125-2 | 18036 | 9018 | [8 empty] | 0
99142573 | CR125-2-1 | 16127 | 8063.5 | [8 empty] | 0
99142432 | CR125-2-2 | 13765 | 6882.5 | [8 empty] | 0
99751480 | CR125-3 | 19973 | 9986.5 | [8 empty] | 0
99751479 | CR125-3-1 | 19342 | 9671 | [8 empty] | 0
99751483 | CR125-4 | 26409 | 13204.5 | [8 empty] | 0
99751482 | CR125-4-2 | 20861 | 10430.5 | [8 empty] | 0
99751486 | CR125-5 | 32401 | 16200.5 | [8 empty] | 0
92959640 | CR15-1 | 2959 | 1479.5 |  |  | 520 |  |  |  | 11.83 | 4 | 47.32
96501697 | CR15-1 | 2622 | 1311 |  |  | 520 |  |  |  | 11.83 | 4 | 47.32
96501901 | CR15-10 | 8141 | 4070.5 |  |  | 520 |  |  |  | 11.83 | 4 | 47.32
96501902 | CR15-12 | 8579 | 4289.5 |  |  | 520 |  |  |  | 11.83 | 4 | 47.32
96501903 | CR15-14 | 9025 | 4512.5 |  |  | 520 |  |  |  | 11.83 | 4 | 47.32
96501904 | CR15-17 | 11540 | 5770 |  |  | 520 |  |  |  | 11.83 | 4 | 47.32
92959642 | CR15-2 | 3795 | 1897.5 |  |  | 520 |  |  |  | 11.83 | 4 | 47.32
96501698 | CR15-2 | 3305 | 1652.5 |  |  | 520 |  |  |  | 11.83 | 4 | 47.32
96501699 | CR15-3 | 3820 | 1910 |  | 62 | 520 |  |  |  | 11.83 | 4 | 47.32
96501895 | CR15-4 | 4437 | 2218.5 |  |  | 520 |  |  |  | 11.83 | 4 | 47.32
96501896 | CR15-5 | 4657 | 2328.5 |  |  | 520 |  |  |  | 11.83 | 4 | 47.32
96501897 | CR15-6 | 5541 | 2770.5 |  |  | 520 |  |  |  | 11.83 | 4 | 47.32
96501898 | CR15-7 | 5761 | 2880.5 |  |  | 520 |  |  |  | 11.83 | 4 | 47.32
96501899 | CR15-8 | 6704 | 3352 |  |  | 520 |  |  |  | 11.83 | 4 | 47.32
96501900 | CR15-9 | 6929 | 3464.5 |  |  | 520 |  |  |  | 11.83 | 4 | 47.32
99143255 | CR155-1 | 13829 | 6914.5 | [8 empty] | 0
99143254 | CR155-1-1 | 11103 | 5551.5 | [8 empty] | 0
99751487 | CR155-2 | 17990 | 8995 | [8 empty] | 0
99143257 | CR155-2-2 | 18119 | 9059.5 | [8 empty] | 0
99751489 | CR155-3 | 26474 | 13237 | [8 empty] | 0
99751488 | CR155-3-2 | 20912 | 10456 | [8 empty] | 0
99751490 | CR155-4-1 | 32482 | 16241 | [8 empty] | 0
99143712 | CR185-1 | 20926 | 10463 | [8 empty] | 0
99143711 | CR185-1-1 | 19065 | 9532.5 | [8 empty] | 0
92501238 | CR185-2 | 33017 | 16508.5 | [8 empty] | 0
92501226 | CR185-2-2 | 26594 | 13297 | [8 empty] | 0
92501272 | CR185-3 | 47771 | 23885.5 | [8 empty] | 0
92501255 | CR185-3-3 | 39968 | 19984 | [8 empty] | 0
92501317 | CR185-4 | 56998 | 28499 | [8 empty] | 0
92501285 | CR185-4-3 | 48977 | 24488.5 | [8 empty] | 0
92501802 | CR185-5 | 63958 | 31979 | [8 empty] | 0
92501757 | CR185-5-3 | 63958 | 31979 | [8 empty] | 0
92501854 | CR185-6 | 72548 | 36274 | [8 empty] | 0
92501840 | CR185-6-3 | 72548 | 36274 | [8 empty] | 0
92501903 | CR185-7 | 84115 | 42057.5 | [8 empty] | 0
92501868 | CR185-7-3 | 84115 | 42057.5 | [8 empty] | 0
92501939 | CR185-8 | 99251 | 49625.5 | [8 empty] | 0
92501925 | CR185-8-3 | 99251 | 49625.5 | [8 empty] | 0
92899728 | CR1S-10 | 1707 | 853.5 |  |  | 520 |  |  |  | 11.83 | 4 | 47.32
92899792 | CR1S-10 | 1793 | 896.5 |  |  | 520 |  |  |  | 11.83 | 4 | 47.32
96515560 | CR1S-10 | 1618 | 809 |  |  | 520 |  |  |  | 11.83 | 4 | 47.32
96515658 | CR1S-10 | 1703 | 851.5 |  |  | 520 |  |  |  | 11.83 | 4 | 47.32
92899729 | CR1S-11 | 1754 | 877 |  |  | 520 |  |  |  | 11.83 | 4 | 47.32
92899793 | CR1S-11 | 1841 | 920.5 |  |  | 520 |  |  |  | 11.83 | 4 | 47.32
96515561 | CR1S-11 | 1666 | 833 |  |  | 520 |  |  |  | 11.83 | 4 | 47.32
96515660 | CR1S-11 | 1751 | 875.5 |  |  | 520 |  |  |  | 11.83 | 4 | 47.32
92899730 | CR1S-12 | 1801 | 900.5 |  |  | 520 |  |  |  | 11.83 | 4 | 47.32
92899794 | CR1S-12 | 1888 | 944 |  |  | 520 |  |  |  | 11.83 | 4 | 47.32
96515562 | CR1S-12 | 1712 | 856 |  |  | 520 |  |  |  | 11.83 | 4 | 47.32
96515661 | CR1S-12 | 1798 | 899 |  |  | 520 |  |  |  | 11.83 | 4 | 47.32
92899731 | CR1S-13 | 1850 | 925 |  |  | 520 |  |  |  | 11.83 | 4 | 47.32
92899795 | CR1S-13 | 1936 | 968 |  |  | 520 |  |  |  | 11.83 | 4 | 47.32
96515563 | CR1S-13 | 1759 | 879.5 |  |  | 520 |  |  |  | 11.83 | 4 | 47.32
96515663 | CR1S-13 | 1845 | 922.5 |  |  | 520 |  |  |  | 11.83 | 4 | 47.32
92899732 | CR1S-15 | 1957 | 978.5 |  |  | 520 |  |  |  | 11.83 | 4 | 47.32
92899796 | CR1S-15 | 2044 | 1022 |  |  | 520 |  |  |  | 11.83 | 4 | 47.32
96515564 | CR1S-15 | 1833 | 916.5 |  |  | 520 |  |  |  | 11.83 | 4 | 47.32
96515664 | CR1S-15 | 1920 | 960 |  |  | 520 |  |  |  | 11.83 | 4 | 47.32
92899734 | CR1S-17 | 2080 | 1040 |  |  | 520 |  |  |  | 11.83 | 4 | 47.32
92899797 | CR1S-17 | 2165 | 1082.5 |  |  | 520 |  |  |  | 11.83 | 4 | 47.32
96515565 | CR1S-17 | 1954 | 977 |  |  | 520 |  |  |  | 11.83 | 4 | 47.32
96515666 | CR1S-17 | 2040 | 1020 |  |  | 520 |  |  |  | 11.83 | 4 | 47.32
92899735 | CR1S-19 | 2201 | 1100.5 |  |  | 520 |  |  |  | 11.83 | 4 | 47.32
92899798 | CR1S-19 | 2287 | 1143.5 |  |  | 520 |  |  |  | 11.83 | 4 | 47.32
96515566 | CR1S-19 | 2075 | 1037.5 |  |  | 520 |  |  |  | 11.83 | 4 | 47.32
96515668 | CR1S-19 | 2160 | 1080 |  |  | 520 |  |  |  | 11.83 | 4 | 47.32
92899679 | CR1S-2 | 1325 | 662.5 |  |  | 520 |  |  |  | 11.83 | 4 | 47.32
92899761 | CR1S-2 | 1411 | 705.5 |  |  | 520 |  |  |  | 11.83 | 4 | 47.32
96515537 | CR1S-2 | 1238 | 619 |  |  | 520 |  |  |  | 11.83 | 4 | 47.32
96515647 | CR1S-2 | 1323 | 661.5 |  |  | 520 |  |  |  | 11.83 | 4 | 47.32
92899736 | CR1S-21 | 2502 | 1251 |  |  | 520 |  |  |  | 11.83 | 4 | 47.32
92899799 | CR1S-21 | 2588 | 1294 |  |  | 520 |  |  |  | 11.83 | 4 | 47.32
96515567 | CR1S-21 | 2286 | 1143 |  |  | 520 |  |  |  | 11.83 | 4 | 47.32
96515670 | CR1S-21 | 2373 | 1186.5 |  |  | 520 |  |  |  | 11.83 | 4 | 47.32
92899737 | CR1S-23 | 2623 | 1311.5 |  |  | 520 |  |  |  | 11.83 | 4 | 47.32
92899800 | CR1S-23 | 2710 | 1355 |  |  | 520 |  |  |  | 11.83 | 4 | 47.32
96515568 | CR1S-23 | 2406 | 1203 |  |  | 520 |  |  |  | 11.83 | 4 | 47.32
96515671 | CR1S-23 | 2492 | 1246 |  |  | 520 |  |  |  | 11.83 | 4 | 47.32
92899738 | CR1S-25 | 2745 | 1372.5 |  |  | 520 |  |  |  | 11.83 | 4 | 47.32
92899801 | CR1S-25 | 2831 | 1415.5 |  |  | 520 |  |  |  | 11.83 | 4 | 47.32
96515569 | CR1S-25 | 2529 | 1264.5 |  |  | 520 |  |  |  | 11.83 | 4 | 47.32
96515672 | CR1S-25 | 2613 | 1306.5 |  |  | 520 |  |  |  | 11.83 | 4 | 47.32
92899676 | CR1S-27 | 3110 | 1555 |  |  | 520 |  |  |  | 11.83 | 4 | 47.32
92959539 | CR1S-27 | 3023 | 1511.5 |  |  | 520 |  |  |  | 11.83 | 4 | 47.32
96515570 | CR1S-27 | 2675 | 1337.5 |  |  | 520 |  |  |  | 11.83 | 4 | 47.32
96515673 | CR1S-27 | 2762 | 1381 |  |  | 520 |  |  |  | 11.83 | 4 | 47.32
92899721 | CR1S-3 | 1372 | 686 |  |  | 520 |  |  |  | 11.83 | 4 | 47.32
92899762 | CR1S-3 | 1458 | 729 |  |  | 520 |  |  |  | 11.83 | 4 | 47.32
96515549 | CR1S-3 | 1285 | 642.5 |  |  | 520 |  |  |  | 11.83 | 4 | 47.32
96515649 | CR1S-3 | 1371 | 685.5 |  |  | 520 |  |  |  | 11.83 | 4 | 47.32
92899803 | CR1S-30 | 3298 | 1649 |  |  | 520 |  |  |  | 11.83 | 4 | 47.32
96515675 | CR1S-30 | 2948 | 1474 |  |  | 520 |  |  |  | 11.83 | 4 | 47.32
92899805 | CR1S-33 | 3478 | 1739 |  |  | 520 |  |  |  | 11.83 | 4 | 47.32
96515676 | CR1S-33 | 3129 | 1564.5 |  |  | 520 |  |  |  | 11.83 | 4 | 47.32
92899807 | CR1S-36 | 3659 | 1829.5 |  |  | 520 |  |  |  | 11.83 | 4 | 47.32
96515677 | CR1S-36 | 3308 | 1654 |  |  | 520 |  |  |  | 11.83 | 4 | 47.32
92899722 | CR1S-4 | 1420 | 710 |  |  | 520 |  |  |  | 11.83 | 4 | 47.32
92899764 | CR1S-4 | 1506 | 753 |  |  | 520 |  |  |  | 11.83 | 4 | 47.32
96515551 | CR1S-4 | 1334 | 667 |  |  | 520 |  |  |  | 11.83 | 4 | 47.32
96515650 | CR1S-4 | 1419 | 709.5 |  |  | 520 |  |  |  | 11.83 | 4 | 47.32
92899723 | CR1S-5 | 1467 | 733.5 |  |  | 520 |  |  |  | 11.83 | 4 | 47.32
92899765 | CR1S-5 | 1553 | 776.5 |  |  | 520 |  |  |  | 11.83 | 4 | 47.32
96515552 | CR1S-5 | 1380 | 690 |  |  | 520 |  |  |  | 11.83 | 4 | 47.32
96515652 | CR1S-5 | 1465 | 732.5 |  |  | 520 |  |  |  | 11.83 | 4 | 47.32
92899724 | CR1S-6 | 1515 | 757.5 |  |  | 520 |  |  |  | 11.83 | 4 | 47.32
92899766 | CR1S-6 | 1601 | 800.5 |  |  | 520 |  |  |  | 11.83 | 4 | 47.32
96515553 | CR1S-6 | 1428 | 714 |  |  | 520 |  |  |  | 11.83 | 4 | 47.32
96515654 | CR1S-6 | 1513 | 756.5 |  |  | 520 |  |  |  | 11.83 | 4 | 47.32
92899725 | CR1S-7 | 1564 | 782 |  |  | 520 |  |  |  | 11.83 | 4 | 47.32
92899768 | CR1S-7 | 1649 | 824.5 |  |  | 520 |  |  |  | 11.83 | 4 | 47.32
96515555 | CR1S-7 | 1475 | 737.5 |  |  | 520 |  |  |  | 11.83 | 4 | 47.32
96515655 | CR1S-7 | 1560 | 780 |  |  | 520 |  |  |  | 11.83 | 4 | 47.32
92899726 | CR1S-8 | 1611 | 805.5 |  |  | 520 |  |  |  | 11.83 | 4 | 47.32
92899769 | CR1S-8 | 1697 | 848.5 |  |  | 520 |  |  |  | 11.83 | 4 | 47.32
96515557 | CR1S-8 | 1523 | 761.5 |  |  | 520 |  |  |  | 11.83 | 4 | 47.32
96515656 | CR1S-8 | 1608 | 804 |  |  | 520 |  |  |  | 11.83 | 4 | 47.32
92899727 | CR1S-9 | 1658 | 829 |  |  | 520 |  |  |  | 11.83 | 4 | 47.32
92899790 | CR1S-9 | 1745 | 872.5 |  |  | 520 |  |  |  | 11.83 | 4 | 47.32
96515558 | CR1S-9 | 1571 | 785.5 |  |  | 520 |  |  |  | 11.83 | 4 | 47.32
96515657 | CR1S-9 | 1656 | 828 |  |  | 520 |  |  |  | 11.83 | 4 | 47.32
92959643 | CR20-1 | 2968 | 1484 |  |  | 520 |  |  |  | 11.83 | 4 | 47.32
96500326 | CR20-1 | 2637 | 1318.5 |  |  | 520 |  |  |  | 11.83 | 4 | 47.32
96500515 | CR20-10 | 9072 | 4536 |  |  | 520 |  |  |  | 11.83 | 4 | 47.32
96500516 | CR20-12 | 11081 | 5540.5 |  |  | 520 |  |  |  | 11.83 | 4 | 47.32
96500517 | CR20-14 | 11600 | 5800 |  |  | 520 |  |  |  | 11.83 | 4 | 47.32
96500518 | CR20-17 | 13831 | 6915.5 |  |  | 520 |  |  |  | 11.83 | 4 | 47.32
92959645 | CR20-2 | 3803 | 1901.5 |  |  | 520 |  |  |  | 11.83 | 4 | 47.32
96500327 | CR20-2 | 3323 | 1661.5 |  |  | 520 |  |  |  | 11.83 | 4 | 47.32
96500509 | CR20-3 | 4681 | 2340.5 |  |  | 520 |  |  |  | 11.83 | 4 | 47.32
96500510 | CR20-4 | 5534 | 2767 |  |  | 520 |  |  |  | 11.83 | 4 | 47.32
96500511 | CR20-5 | 5791 | 2895.5 |  |  | 520 |  |  |  | 11.83 | 4 | 47.32
96500512 | CR20-6 | 6703 | 3351.5 |  |  | 520 |  |  |  | 11.83 | 4 | 47.32
96500513 | CR20-7 | 6965 | 3482.5 |  |  | 520 |  |  |  | 11.83 | 4 | 47.32
96500514 | CR20-8 | 8551 | 4275.5 |  |  | 520 |  |  |  | 11.83 | 4 | 47.32
92541252 | CR215-1 | 26594 | 13297 | [8 empty] | 0
99144179 | CR215-1-1 | 20926 | 10463 | [8 empty] | 0
92541255 | CR215-2 | 47771 | 23885.5 | [8 empty] | 0
92541254 | CR215-2-1 | 39968 | 19984 | [8 empty] | 0
92541253 | CR215-2-2 | 33017 | 16508.5 | [8 empty] | 0
92541258 | CR215-3 | 56998 | 28499 | [8 empty] | 0
92541256 | CR215-3-2 | 48977 | 24488.5 | [8 empty] | 0
92541261 | CR215-4 | 71342 | 35671 | [8 empty] | 0
92541260 | CR215-4-2 | 63958 | 31979 | [8 empty] | 0
92541263 | CR215-5 | 84115 | 42057.5 | [8 empty] | 0
92541262 | CR215-5-2 | 72548 | 36274 | [8 empty] | 0
92541266 | CR215-6 | 99251 | 49625.5 |  |  | 520 |  |  |  | 11.83 | 4 | 47.32
92541265 | CR215-6-3 | 85321 | 42660.5 |  |  | 520 |  |  |  | 11.83 | 4 | 47.32
92541267 | CR215-7-2 | 100457 | 50228.5 |  |  | 520 |  |  |  | 11.83 | 4 | 47.32
92541463 | CR255-1 | 33025 | 16512.5 |  |  | 520 |  |  |  | 11.83 | 4 | 47.32
92541462 | CR255-1-1 | 22224 | 11112 |  |  | 520 |  |  |  | 11.83 | 4 | 47.32
92541465 | CR255-2 | 48989 | 24494.5 |  |  | 520 |  |  |  | 11.83 | 4 | 47.32
92541464 | CR255-2-2 | 39978 | 19989 |  |  | 520 |  |  |  | 11.83 | 4 | 47.32
92541467 | CR255-3 | 63974 | 31987 |  |  | 520 |  |  |  | 11.83 | 4 | 47.32
92541466 | CR255-3-2 | 57013 | 28506.5 |  |  | 520 |  |  |  | 11.83 | 4 | 47.32
92541469 | CR255-4 | 84137 | 42068.5 |  |  | 520 |  |  |  | 11.83 | 4 | 47.32
92541468 | CR255-4-2 | 72567 | 36283.5 |  |  | 520 |  |  |  | 11.83 | 4 | 47.32
92541481 | CR255-5 | 99277 | 49638.5 |  |  | 520 |  |  |  | 11.83 | 4 | 47.32
92541480 | CR255-5-3 | 85343 | 42671.5 |  |  | 520 |  |  |  | 11.83 | 4 | 47.32
92541482 | CR255-6-2 | 100483 | 50241.5 |  |  | 520 |  |  |  | 11.83 | 4 | 47.32
92901494 | CR3-10 | 2089 | 1044.5 |  |  | 520 |  |  |  | 11.83 | 4 | 47.32
92901539 | CR3-10 | 2179 | 1089.5 |  |  | 520 |  |  |  | 11.83 | 4 | 47.32
96516597 | CR3-10 | 1878 | 939 |  |  | 520 |  |  |  | 11.83 | 4 | 47.32
96516657 | CR3-10 | 1968 | 984 |  |  | 520 |  |  |  | 11.83 | 4 | 47.32
92901495 | CR3-11 | 2335 | 1167.5 |  |  | 520 |  |  |  | 11.83 | 4 | 47.32
92901540 | CR3-11 | 2425 | 1212.5 |  |  | 520 |  |  |  | 11.83 | 4 | 47.32
96516598 | CR3-11 | 1988 | 994 |  |  | 520 |  |  |  | 11.83 | 4 | 47.32
96516658 | CR3-11 | 2079 | 1039.5 |  |  | 520 |  |  |  | 11.83 | 4 | 47.32
92901497 | CR3-12 | 2412 | 1206 |  |  | 520 |  |  |  | 11.83 | 4 | 47.32
92901541 | CR3-12 | 2502 | 1251 |  |  | 520 |  |  |  | 11.83 | 4 | 47.32
96516599 | CR3-12 | 2066 | 1033 |  |  | 520 |  |  |  | 11.83 | 4 | 47.32
96516659 | CR3-12 | 2156 | 1078 |  |  | 520 |  |  |  | 11.83 | 4 | 47.32
92901498 | CR3-13 | 2489 | 1244.5 |  |  | 520 |  |  |  | 11.83 | 4 | 47.32
92901542 | CR3-13 | 2579 | 1289.5 |  |  | 520 |  |  |  | 11.83 | 4 | 47.32
96516600 | CR3-13 | 2143 | 1071.5 |  |  | 520 |  |  |  | 11.83 | 4 | 47.32
96516660 | CR3-13 | 2233 | 1116.5 |  |  | 520 |  |  |  | 11.83 | 4 | 47.32
92901499 | CR3-15 | 2651 | 1325.5 |  |  | 520 |  |  |  | 11.83 | 4 | 47.32
92901543 | CR3-15 | 2741 | 1370.5 |  |  | 520 |  |  |  | 11.83 | 4 | 47.32
96516601 | CR3-15 | 2304 | 1152 |  |  | 520 |  |  |  | 11.83 | 4 | 47.32
96516661 | CR3-15 | 2395 | 1197.5 |  |  | 520 |  |  |  | 11.83 | 4 | 47.32
92901510 | CR3-17 | 3090 | 1545 |  |  | 520 |  |  |  | 11.83 | 4 | 47.32
92901544 | CR3-17 | 3181 | 1590.5 |  |  | 520 |  |  |  | 11.83 | 4 | 47.32
96516602 | CR3-17 | 2627 | 1313.5 |  |  | 520 |  |  |  | 11.83 | 4 | 47.32
96516662 | CR3-17 | 2717 | 1358.5 |  |  | 520 |  |  |  | 11.83 | 4 | 47.32
92901511 | CR3-19 | 3251 | 1625.5 |  |  | 520 |  |  |  | 11.83 | 4 | 47.32
92901545 | CR3-19 | 3341 | 1670.5 |  |  | 520 |  |  |  | 11.83 | 4 | 47.32
96516603 | CR3-19 | 2788 | 1394 |  |  | 520 |  |  |  | 11.83 | 4 | 47.32
96516663 | CR3-19 | 2878 | 1439 |  |  | 520 |  |  |  | 11.83 | 4 | 47.32
92901485 | CR3-2 | 1366 | 683 |  |  | 520 |  |  |  | 11.83 | 4 | 47.32
92901531 | CR3-2 | 1456 | 728 |  |  | 520 |  |  |  | 11.83 | 4 | 47.32
96516590 | CR3-2 | 1283 | 641.5 |  |  | 520 |  |  |  | 11.83 | 4 | 47.32
96516649 | CR3-2 | 1373 | 686.5 |  |  | 520 |  |  |  | 11.83 | 4 | 47.32
92901512 | CR3-21 | 3364 | 1682 |  |  | 520 |  |  |  | 11.83 | 4 | 47.32
92901546 | CR3-21 | 3454 | 1727 |  |  | 520 |  |  |  | 11.83 | 4 | 47.32
96516604 | CR3-21 | 2860 | 1430 |  |  | 520 |  |  |  | 11.83 | 4 | 47.32
96516664 | CR3-21 | 2950 | 1475 |  |  | 520 |  |  |  | 11.83 | 4 | 47.32
92901513 | CR3-23 | 3525 | 1762.5 |  |  | 520 |  |  |  | 11.83 | 4 | 47.32
92901547 | CR3-23 | 3615 | 1807.5 |  |  | 520 |  |  |  | 11.83 | 4 | 47.32
96516605 | CR3-23 | 3021 | 1510.5 |  |  | 520 |  |  |  | 11.83 | 4 | 47.32
96516665 | CR3-23 | 3111 | 1555.5 |  |  | 520 |  |  |  | 11.83 | 4 | 47.32
92901548 | CR3-25 | 3758 | 1879 |  |  | 520 |  |  |  | 11.83 | 4 | 47.32
96516666 | CR3-25 | 3254 | 1627 |  |  | 520 |  |  |  | 11.83 | 4 | 47.32
92901549 | CR3-27 | 3913 | 1956.5 |  |  | 520 |  |  |  | 11.83 | 4 | 47.32
96516667 | CR3-27 | 3409 | 1704.5 |  |  | 520 |  |  |  | 11.83 | 4 | 47.32
92901550 | CR3-29 | 4075 | 2037.5 |  |  | 520 |  |  |  | 11.83 | 4 | 47.32
96516668 | CR3-29 | 3571 | 1785.5 |  |  | 520 |  |  |  | 11.83 | 4 | 47.32
92901487 | CR3-3 | 1438 | 719 |  |  | 520 |  |  |  | 11.83 | 4 | 47.32
92901532 | CR3-3 | 1528 | 764 |  |  | 520 |  |  |  | 11.83 | 4 | 47.32
96516591 | CR3-3 | 1355 | 677.5 |  |  | 520 |  |  |  | 11.83 | 4 | 47.32
96516650 | CR3-3 | 1445 | 722.5 |  |  | 520 |  |  |  | 11.83 | 4 | 47.32
96516669 | CR3-31 | 3748 | 1874 |  |  | 520 |  |  |  | 11.83 | 4 | 47.32
96516670 | CR3-33 | 3904 | 1952 |  |  | 520 |  |  |  | 11.83 | 4 | 47.32
96516671 | CR3-36 | 4142 | 2071 |  |  | 520 |  |  |  | 11.83 | 4 | 47.32
92901488 | CR3-4 | 1515 | 757.5 |  |  | 520 |  |  |  | 11.83 | 4 | 47.32
92901533 | CR3-4 | 1606 | 803 |  |  | 520 |  |  |  | 11.83 | 4 | 47.32
96516592 | CR3-4 | 1433 | 716.5 |  |  | 520 |  |  |  | 11.83 | 4 | 47.32
96516651 | CR3-4 | 1523 | 761.5 |  |  | 520 |  |  |  | 11.83 | 4 | 47.32
92901489 | CR3-5 | 1587 | 793.5 |  |  | 520 |  |  |  | 11.83 | 4 | 47.32
92901534 | CR3-5 | 1678 | 839 |  |  | 520 |  |  |  | 11.83 | 4 | 47.32
96509508 | CR3-5 | 1505 | 752.5 |  |  | 520 |  |  |  | 11.83 | 4 | 47.32
96516652 | CR3-5 | 1595 | 797.5 |  |  | 520 |  |  |  | 11.83 | 4 | 47.32
92901490 | CR3-6 | 1661 | 830.5 |  |  | 520 |  |  |  | 11.83 | 4 | 47.32
92901535 | CR3-6 | 1752 | 876 |  |  | 520 |  |  |  | 11.83 | 4 | 47.32
96516593 | CR3-6 | 1544 | 772 |  |  | 520 |  |  |  | 11.83 | 4 | 47.32
96516653 | CR3-6 | 1634 | 817 |  |  | 520 |  |  |  | 11.83 | 4 | 47.32
92901491 | CR3-7 | 1738 | 869 |  |  | 520 |  |  |  | 11.83 | 4 | 47.32
92901536 | CR3-7 | 1829 | 914.5 |  |  | 520 |  |  |  | 11.83 | 4 | 47.32
96516594 | CR3-7 | 1620 | 810 |  |  | 520 |  |  |  | 11.83 | 4 | 47.32
96516654 | CR3-7 | 1711 | 855.5 |  |  | 520 |  |  |  | 11.83 | 4 | 47.32
92901492 | CR3-8 | 1932 | 966 |  |  | 520 |  |  |  | 11.83 | 4 | 47.32
92901537 | CR3-8 | 2022 | 1011 |  |  | 520 |  |  |  | 11.83 | 4 | 47.32
96516595 | CR3-8 | 1721 | 860.5 |  |  | 520 |  |  |  | 11.83 | 4 | 47.32
96516655 | CR3-8 | 1811 | 905.5 |  |  | 520 |  |  |  | 11.83 | 4 | 47.32
92901493 | CR3-9 | 2010 | 1005 |  |  | 520 |  |  |  | 11.83 | 4 | 47.32
92901538 | CR3-9 | 2100 | 1050 |  |  | 520 |  |  |  | 11.83 | 4 | 47.32
96516596 | CR3-9 | 1799 | 899.5 |  |  | 520 |  |  |  | 11.83 | 4 | 47.32
96516656 | CR3-9 | 1889 | 944.5 |  |  | 520 |  |  |  | 11.83 | 4 | 47.32
96121951 | CR32-1 | 4032 | 2016 | [8 empty] | 0
96121950 | CR32-1-1 | 3776 | 1888 | [8 empty] | 0
96122025 | CR32-10 | 16333 | 8166.5 | [8 empty] | 0
96122024 | CR32-10-2 | 16333 | 8166.5 | [8 empty] | 0
96122027 | CR32-11 | 18318 | 9159 | [8 empty] | 0
96122026 | CR32-11-2 | 18318 | 9159 | [8 empty] | 0
96122029 | CR32-12 | 18926 | 9463 | [8 empty] | 0
96122028 | CR32-12-2 | 18926 | 9463 | [8 empty] | 0
96122031 | CR32-13 | 21321 | 10660.5 | [8 empty] | 0
96122030 | CR32-13-2 | 21321 | 10660.5 | [8 empty] | 0
96122033 | CR32-14 | 21904 | 10952 | [8 empty] | 0
96122032 | CR32-14-2 | 21904 | 10952 | [8 empty] | 0
96122009 | CR32-2 | 5459 | 2729.5 | [8 empty] | 0
96121952 | CR32-2-2 | 4659 | 2329.5 | [8 empty] | 0
96122011 | CR32-3 | 6866 | 3433 | [8 empty] | 0
96122010 | CR32-3-2 | 6866 | 3433 | [8 empty] | 0
96122013 | CR32-4 | 8513 | 4256.5 | [8 empty] | 0
96122012 | CR32-4-2 | 8513 | 4256.5 | [8 empty] | 0
96122015 | CR32-5 | 10705 | 5352.5 | [8 empty] | 0
96122014 | CR32-5-2 | 10705 | 5352.5 | [8 empty] | 0
96122017 | CR32-6 | 11299 | 5649.5 | [8 empty] | 0
96122016 | CR32-6-2 | 11299 | 5649.5 | [8 empty] | 0
96122019 | CR32-7 | 13294 | 6647 | [8 empty] | 0
96122018 | CR32-7-2 | 13294 | 6647 | [8 empty] | 0
96122021 | CR32-8 | 13878 | 6939 | [8 empty] | 0
96122020 | CR32-8-2 | 13878 | 6939 | [8 empty] | 0
96122023 | CR32-9 | 15757 | 7878.5 | [8 empty] | 0
96122022 | CR32-9-2 | 15757 | 7878.5 | [8 empty] | 0
96122797 | CR45-1 | 5306 | 2653 | [8 empty] | 0
96122746 | CR45-1-1 | 4422 | 2211 | [8 empty] | 0
96122815 | CR45-10 | 23322 | 11661 | [8 empty] | 0
96122814 | CR45-10-2 | 23322 | 11661 | [8 empty] | 0
96122817 | CR45-11 | 30311 | 15155.5 | [8 empty] | 0
96122816 | CR45-11-2 | 30311 | 15155.5 | [8 empty] | 0
96122819 | CR45-12 | 31006 | 15503 | [8 empty] | 0
96122818 | CR45-12-2 | 31006 | 15503 | [8 empty] | 0
96122820 | CR45-13-2 | 31702 | 15851 | [8 empty] | 0
96122799 | CR45-2 | 8477 | 4238.5 | [8 empty] | 0
96122798 | CR45-2-2 | 6709 | 3354.5 | [8 empty] | 0
96122801 | CR45-3 | 10722 | 5361 | [8 empty] | 0
96122800 | CR45-3-2 | 10722 | 5361 | [8 empty] | 0
96122803 | CR45-4 | 13315 | 6657.5 | [8 empty] | 0
96122802 | CR45-4-2 | 13315 | 6657.5 | [8 empty] | 0
96122805 | CR45-5 | 15840 | 7920 | [8 empty] | 0
96122804 | CR45-5-2 | 15840 | 7920 | [8 empty] | 0
96122807 | CR45-6 | 17974 | 8987 | [8 empty] | 0
96122806 | CR45-6-2 | 17974 | 8987 | [8 empty] | 0
96122809 | CR45-7 | 19596 | 9798 | [8 empty] | 0
96122808 | CR45-7-2 | 19596 | 9798 | [8 empty] | 0
96122811 | CR45-8 | 20236 | 10118 | [8 empty] | 0
96122810 | CR45-8-2 | 20236 | 10118 | [8 empty] | 0
96122813 | CR45-9 | 22731 | 11365.5 | [8 empty] | 0
96122812 | CR45-9-2 | 20876 | 10438 | [8 empty] | 0
92902367 | CR5-10 | 2820 | 1410 |  |  | 520 |  |  |  | 11.83 | 4 | 47.32
92902400 | CR5-10 | 2909 | 1454.5 |  |  | 520 |  |  |  | 11.83 | 4 | 47.32
96516993 | CR5-10 | 2352 | 1176 |  |  | 520 |  |  |  | 11.83 | 4 | 47.32
96517044 | CR5-10 | 2440 | 1220 |  |  | 520 |  |  |  | 11.83 | 4 | 47.32
92902368 | CR5-11 | 3072 | 1536 |  |  | 520 |  |  |  | 11.83 | 4 | 47.32
92902401 | CR5-11 | 3161 | 1580.5 |  |  | 520 |  |  |  | 11.83 | 4 | 47.32
96516994 | CR5-11 | 2564 | 1282 |  |  | 520 |  |  |  | 11.83 | 4 | 47.32
96517045 | CR5-11 | 2652 | 1326 |  |  | 520 |  |  |  | 11.83 | 4 | 47.32
92902369 | CR5-12 | 3150 | 1575 |  |  | 520 |  |  |  | 11.83 | 4 | 47.32
92902402 | CR5-12 | 3239 | 1619.5 |  |  | 520 |  |  |  | 11.83 | 4 | 47.32
96516995 | CR5-12 | 2641 | 1320.5 |  |  | 520 |  |  |  | 11.83 | 4 | 47.32
96517046 | CR5-12 | 2729 | 1364.5 |  |  | 520 |  |  |  | 11.83 | 4 | 47.32
92902370 | CR5-13 | 3226 | 1613 |  |  | 520 |  |  |  | 11.83 | 4 | 47.32
92902403 | CR5-13 | 3315 | 1657.5 |  |  | 520 |  |  |  | 11.83 | 4 | 47.32
96516996 | CR5-13 | 2716 | 1358 |  |  | 520 |  |  |  | 11.83 | 4 | 47.32
96517047 | CR5-13 | 2804 | 1402 |  |  | 520 |  |  |  | 11.83 | 4 | 47.32
92902371 | CR5-14 | 3308 | 1654 |  |  | 520 |  |  |  | 11.83 | 4 | 47.32
92902404 | CR5-14 | 3397 | 1698.5 |  |  | 520 |  |  |  | 11.83 | 4 | 47.32
96516997 | CR5-14 | 2796 | 1398 |  |  | 520 |  |  |  | 11.83 | 4 | 47.32
96517048 | CR5-14 | 2886 | 1443 |  |  | 520 |  |  |  | 11.83 | 4 | 47.32
92902372 | CR5-15 | 3385 | 1692.5 |  |  | 520 |  |  |  | 11.83 | 4 | 47.32
92902405 | CR5-15 | 3473 | 1736.5 |  |  | 520 |  |  |  | 11.83 | 4 | 47.32
96516998 | CR5-15 | 2874 | 1437 |  |  | 520 |  |  |  | 11.83 | 4 | 47.32
96517049 | CR5-15 | 2962 | 1481 |  |  | 520 |  |  |  | 11.83 | 4 | 47.32
92902373 | CR5-16 | 3461 | 1730.5 |  |  | 520 |  |  |  | 11.83 | 4 | 47.32
92902406 | CR5-16 | 3550 | 1775 |  |  | 520 |  |  |  | 11.83 | 4 | 47.32
96516999 | CR5-16 | 2950 | 1475 |  |  | 520 |  |  |  | 11.83 | 4 | 47.32
96517050 | CR5-16 | 3037 | 1518.5 |  |  | 520 |  |  |  | 11.83 | 4 | 47.32
96517000 | CR5-18 | 3286 | 1643 |  |  | 520 |  |  |  | 11.83 | 4 | 47.32
96517051 | CR5-18 | 3373 | 1686.5 |  |  | 520 |  |  |  | 11.83 | 4 | 47.32
92902347 | CR5-2 | 1550 | 775 |  |  | 520 |  |  |  | 11.83 | 4 | 47.32
92902391 | CR5-2 | 1639 | 819.5 |  |  | 520 |  |  |  | 11.83 | 4 | 47.32
96516975 | CR5-2 | 1462 | 731 |  |  | 520 |  |  |  | 11.83 | 4 | 47.32
96517037 | CR5-2 | 1549 | 774.5 |  |  | 520 |  |  |  | 11.83 | 4 | 47.32
96517001 | CR5-20 | 3439 | 1719.5 |  |  | 520 |  |  |  | 11.83 | 4 | 47.32
96517052 | CR5-20 | 3527 | 1763.5 |  |  | 520 |  |  |  | 11.83 | 4 | 47.32
96513381 | CR5-22 | 3618 | 1809 |  |  | 520 |  |  |  | 11.83 | 4 | 47.32
96578133 | CR5-22 | 3618 | 1809 |  |  | 520 |  |  |  | 11.83 | 4 | 47.32
96513390 | CR5-24 | 3770 | 1885 |  |  | 520 |  |  |  | 11.83 | 4 | 47.32
96513391 | CR5-26 | 3928 | 1964 |  |  | 520 |  |  |  | 11.83 | 4 | 47.32
96513392 | CR5-29 | 4156 | 2078 |  |  | 520 |  |  |  | 11.83 | 4 | 47.32
92902349 | CR5-3 | 1655 | 827.5 |  |  | 520 |  |  |  | 11.83 | 4 | 47.32
92902392 | CR5-3 | 1745 | 872.5 |  |  | 520 |  |  |  | 11.83 | 4 | 47.32
96516976 | CR5-3 | 1532 | 766 |  |  | 520 |  |  |  | 11.83 | 4 | 47.32
96517038 | CR5-3 | 1620 | 810 |  |  | 520 |  |  |  | 11.83 | 4 | 47.32
96513393 | CR5-32 | 4727 | 2363.5 |  |  | 520 |  |  |  | 11.83 | 4 | 47.32
96513394 | CR5-36 | 5028 | 2514 |  |  | 520 |  |  |  | 11.83 | 4 | 47.32
92902360 | CR5-4 | 1776 | 888 |  |  | 520 |  |  |  | 11.83 | 4 | 47.32
92902393 | CR5-4 | 1864 | 932 |  |  | 520 |  |  |  | 11.83 | 4 | 47.32
96516977 | CR5-4 | 1652 | 826 |  |  | 520 |  |  |  | 11.83 | 4 | 47.32
96517039 | CR5-4 | 1740 | 870 |  |  | 520 |  |  |  | 11.83 | 4 | 47.32
92902361 | CR5-5 | 1993 | 996.5 |  |  | 520 |  |  |  | 11.83 | 4 | 47.32
92902394 | CR5-5 | 2082 | 1041 |  |  | 520 |  |  |  | 11.83 | 4 | 47.32
96516978 | CR5-5 | 1776 | 888 |  |  | 520 |  |  |  | 11.83 | 4 | 47.32
96517040 | CR5-5 | 1865 | 932.5 |  |  | 520 |  |  |  | 11.83 | 4 | 47.32
92902362 | CR5-6 | 2187 | 1093.5 |  |  | 520 |  |  |  | 11.83 | 4 | 47.32
92902395 | CR5-6 | 2276 | 1138 |  |  | 520 |  |  |  | 11.83 | 4 | 47.32
96516979 | CR5-6 | 1837 | 918.5 |  |  | 520 |  |  |  | 11.83 | 4 | 47.32
96517041 | CR5-6 | 1925 | 962.5 |  |  | 520 |  |  |  | 11.83 | 4 | 47.32
92902363 | CR5-7 | 2263 | 1131.5 |  |  | 520 |  |  |  | 11.83 | 4 | 47.32
92902396 | CR5-7 | 2351 | 1175.5 |  |  | 520 |  |  |  | 11.83 | 4 | 47.32
96516990 | CR5-7 | 1912 | 956 |  |  | 520 |  |  |  | 11.83 | 4 | 47.32
96517042 | CR5-7 | 2001 | 1000.5 |  |  | 520 |  |  |  | 11.83 | 4 | 47.32
92902365 | CR5-8 | 2333 | 1166.5 |  |  | 520 |  |  |  | 11.83 | 4 | 47.32
92902397 | CR5-8 | 2422 | 1211 |  |  | 520 |  |  |  | 11.83 | 4 | 47.32
96511750 | CR5-8 | 2071 | 1035.5 |  |  | 520 |  |  |  | 11.83 | 4 | 47.32
96516991 | CR5-8 | 1982 | 991 |  |  | 520 |  |  |  | 11.83 | 4 | 47.32
92902366 | CR5-9 | 2744 | 1372 |  |  | 520 |  |  |  | 11.83 | 4 | 47.32
92902398 | CR5-9 | 2833 | 1416.5 |  |  | 520 |  |  |  | 11.83 | 4 | 47.32
96516992 | CR5-9 | 2276 | 1138 |  |  | 520 |  |  |  | 11.83 | 4 | 47.32
96517043 | CR5-9 | 2364 | 1182 |  |  | 520 |  |  |  | 11.83 | 4 | 47.32
96123527 | CR64-1 | 6843 | 3421.5 | [8 empty] | 0
96123526 | CR64-1-1 | 5245 | 2622.5 | [8 empty] | 0
96123530 | CR64-2 | 9649 | 4824.5 | [8 empty] | 0
96123529 | CR64-2-1 | 9649 | 4824.5 | [8 empty] | 0
96123528 | CR64-2-2 | 8295 | 4147.5 | [8 empty] | 0
96123533 | CR64-3 | 14754 | 7377 | [8 empty] | 0
96123532 | CR64-3-1 | 12838 | 6419 | [8 empty] | 0
96123531 | CR64-3-2 | 12838 | 6419 | [8 empty] | 0
96123536 | CR64-4 | 17156 | 8578 | [8 empty] | 0
96123535 | CR64-4-1 | 17156 | 8578 | [8 empty] | 0
96123534 | CR64-4-2 | 15454 | 7727 | [8 empty] | 0
96123539 | CR64-5 | 18303 | 9151.5 | [8 empty] | 0
96123538 | CR64-5-1 | 18303 | 9151.5 | [8 empty] | 0
96123537 | CR64-5-2 | 18303 | 9151.5 | [8 empty] | 0
96123542 | CR64-6 | 22383 | 11191.5 | [8 empty] | 0
96123541 | CR64-6-1 | 22383 | 11191.5 | [8 empty] | 0
96123540 | CR64-6-2 | 18998 | 9499 | [8 empty] | 0
96123545 | CR64-7 | 30457 | 15228.5 | [8 empty] | 0
96123544 | CR64-7-1 | 23077 | 11538.5 | [8 empty] | 0
96123543 | CR64-7-2 | 23077 | 11538.5 | [8 empty] | 0
96123547 | CR64-8-1 | 31146 | 15573 | [8 empty] | 0
96123546 | CR64-8-2 | 31146 | 15573 | [8 empty] | 0
99141736 | CR95-1 | 8092 | 4046 | [8 empty] | 0
99141735 | CR95-1-1 | 6478 | 3239 | [8 empty] | 0
99141738 | CR95-2 | 13196 | 6598 | [8 empty] | 0
99141737 | CR95-2-2 | 10596 | 5298 | [8 empty] | 0
99141740 | CR95-3 | 17291 | 8645.5 | [8 empty] | 0
99141739 | CR95-3-2 | 15460 | 7730 | [8 empty] | 0
99141741 | CR95-4 | 18543 | 9271.5 | [8 empty] | 0
99141742 | CR95-5 | 22636 | 11318 | [8 empty] | 0
99744904 | CR95-6 | 25278 | 12639 | [8 empty] | 0
99744281 | CR95-7 | 30335 | 15167.5 | [8 empty] | 0
99748828 | CR95-8-2 | 32562 | 16281 | [8 empty] | 0

## CRE BOM
Item No | Name | Pump List | Pump Nett | IP-56 Nett | IP-66 Nett | Base Nett | Inertia SKU | Inertia Size | Inertia Nett | RM Nett | Mount Qty | RM Total | Seismic SKU | Seismic Name | Seismic Qty | Seismic Total
92959143 | CRE95-1 | 20908 | 10454
92959148 | CRE95-2-2 | 24730 | 12365
92959162 | CRE95-2-1 | 27759 | 13879.5
92959181 | CRE125-1-1 | 19410 | 9705
92959185 | CRE125-1 | 24927 | 12463.5
92959225 | CRE155-1-1 | 23923 | 11961.5
92962276 | CRE32-4 | 20744 | 10372
92962277 | CRE32-5-2 | 21331 | 10665.5
92962278 | CRE32-5 | 23215 | 11607.5
92962279 | CRE32-6 | 23802 | 11901
92962280 | CRE32-6 | 25155 | 12577.5
92962281 | CRE32-7 | 27757 | 13878.5
92962282 | CRE32-7 | 28789 | 14394.5
92962288 | CRE45-2 | 20849 | 10424.5
92962289 | CRE45-3 | 23408 | 11704
92962290 | CRE45-3 | 24761 | 12380.5
92962292 | CRE45-4-2 | 27961 | 13980.5
92962299 | CRE64-2-2 | 20496 | 10248
92962300 | CRE64-2-1 | 24525 | 12262.5
92962303 | CRE64-3-2 | 27300 | 13650
93150067 | CRE1-3 | 2782 | 1391
93150069 | CRE1-4 | 2851 | 1425.5
93150070 | CRE1-5 | 2962 | 1481
93150072 | CRE1-6 | 3031 | 1515.5
93150073 | CRE1-6 | 3099 | 1549.5
93150075 | CRE1-9 | 3306 | 1653
93150077 | CRE1-9 | 3412 | 1706
93150078 | CRE1-12 | 4099 | 2049.5
93150079 | CRE1-13 | 3821 | 1910.5
93150090 | CRE3-2 | 2769 | 1384.5
93150091 | CRE3-3 | 2879 | 1439.5
93150092 | CRE3-4 | 2940 | 1470
93150094 | CRE3-4 | 3009 | 1504.5
93150095 | CRE3-5 | 3185 | 1592.5
93150096 | CRE3-6 | 3413 | 1706.5
93150098 | CRE3-8 | 3550 | 1775
93150099 | CRE3-8 | 3898 | 1949
93150110 | CRE3-11 | 4206 | 2103
93150111 | CRE5-2 | 2876 | 1438
93150112 | CRE5-2 | 2944 | 1472
93150113 | CRE5-3 | 3203 | 1601.5
93150114 | CRE5-4 | 3262 | 1631
93150115 | CRE5-4 | 3607 | 1803.5
93150116 | CRE5-5 | 3863 | 1931.5
93150183 | CRE1-3 | 2789 | 1394.5
93150184 | CRE1-4 | 2858 | 1429
93150185 | CRE1-5 | 2968 | 1484
93150186 | CRE1-6 | 3038 | 1519
93150187 | CRE1-6 | 3106 | 1553
93150188 | CRE1-9 | 3314 | 1657
93150200 | CRE1-12 | 4109 | 2054.5
93150201 | CRE1-13 | 3830 | 1915
93150202 | CRE1-17 | 4649 | 2324.5
93150204 | CRE3-2 | 2769 | 1384.5
93150205 | CRE3-3 | 2879 | 1439.5
93150207 | CRE3-4 | 3009 | 1504.5
93150209 | CRE3-6 | 3413 | 1706.5
93150222 | CRE3-11 | 4206 | 2103
93150223 | CRE5-2 | 2875 | 1437.5
93150224 | CRE5-2 | 2943 | 1471.5
93150225 | CRE5-3 | 3202 | 1601
93150227 | CRE5-4 | 3606 | 1803
93150229 | CRE1-3 | 3079 | 1539.5
93150240 | CRE1-4 | 3148 | 1574
93150241 | CRE1-5 | 3265 | 1632.5
93150242 | CRE1-6 | 3334 | 1667
93150243 | CRE1-6 | 3435 | 1717.5
93150244 | CRE1-9 | 3643 | 1821.5
93150247 | CRE1-12 | 4399 | 2199.5
93150248 | CRE1-13 | 4195 | 2097.5
93150249 | CRE1-17 | 4939 | 2469.5
93150262 | CRE1-17 | 5454 | 2727
93150263 | CRE1-21 | 5661 | 2830.5
93150265 | CRE3-2 | 3061 | 1530.5
93150266 | CRE3-3 | 3177 | 1588.5
93150268 | CRE3-4 | 3340 | 1670
93150291 | CRE3-6 | 3781 | 1890.5
93150295 | CRE3-11 | 4498 | 2249
93150296 | CRE3-12 | 5124 | 2562
93150299 | CRE3-17 | 5896 | 2948
93150311 | CRE3-21 | 6859 | 3429.5
93150314 | CRE5-2 | 3273 | 1636.5
93150315 | CRE5-3 | 3567 | 1783.5
93150317 | CRE5-4 | 3896 | 1948
93150319 | CRE5-6 | 4833 | 2416.5
93150332 | CRE5-12 | 5721 | 2860.5
93150333 | CRE5-12 | 6434 | 3217
93150335 | CRE5-16 | 7488 | 3744
93150338 | CRE5-20 | 9066 | 4533
93151891 | CRE10-1 | 3249 | 1624.5
93151893 | CRE10-2 | 3870 | 1935
93151938 | CRE10-1 | 3331 | 1665.5
93151940 | CRE10-2 | 3953 | 1976.5
93151943 | CRE15-1 | 4129 | 2064.5
93151946 | CRE10-1 | 3669 | 1834.5
93151948 | CRE10-2 | 4251 | 2125.5
93151950 | CRE10-3 | 5353 | 2676.5
93151952 | CRE10-4 | 5912 | 2956
93151954 | CRE10-5 | 6063 | 3031.5
93151957 | CRE10-5 | 6796 | 3398
93151958 | CRE10-6 | 7247 | 3623.5
93151960 | CRE10-7 | 8444 | 4222
93151962 | CRE10-9 | 8744 | 4372
93151966 | CRE10-12 | 10623 | 5311.5
93151969 | CRE15-1 | 4425 | 2212.5
93151971 | CRE15-1 | 4951 | 2475.5
93151973 | CRE15-2 | 5967 | 2983.5
93151974 | CRE15-2 | 6695 | 3347.5
93151976 | CRE15-3 | 7138 | 3569
93151978 | CRE15-3 | 7912 | 3956
93151990 | CRE15-4 | 8489 | 4244.5
93151993 | CRE15-4 | 9587 | 4793.5
93151995 | CRE15-5 | 10015 | 5007.5
93151997 | CRE15-6 | 12464 | 6232
93151998 | CRE15-8 | 12856 | 6428
93152002 | CRE15-10 | 15703 | 7851.5
93152004 | CRE15-10 | 14529 | 7264.5
93152006 | CRE20-1 | 5301 | 2650.5
93152007 | CRE20-2 | 7175 | 3587.5
93152009 | CRE20-3 | 8537 | 4268.5
93152013 | CRE20-4 | 10073 | 5036.5
93152015 | CRE20-5 | 12700 | 6350
93152017 | CRE20-6 | 12934 | 6467
93152018 | CRE20-7 | 15572 | 7786
93152020 | CRE20-8 | 15805 | 7902.5
93156066 | CRE10-13 | 12863 | 6431.5
93156161 | CRE20-9 | 18778 | 9389
93253679 | CRE125-2-2 | 28052 | 14026
93439376 | CRE32-8 | 31261 | 15630.5
93440129 | CRE32-9 | 31648 | 15824
93440699 | CRE45-4 | 29629 | 14814.5
93440880 | CRE45-5 | 30595 | 15297.5
93440881 | CRE64-3 | 29693 | 14846.5
93440882 | CRE95-2 | 29305 | 14652.5
93440883 | CRE125-2-2 | 27370 | 13685
93440884 | CRE155-1 | 27305 | 13652.5
99237517 | CRE32-1-1 | 7207 | 3603.5
99237518 | CRE32-1 | 8007 | 4003.5
99237519 | CRE32-2-1 | 11411 | 5705.5
99237520 | CRE32-2 | 13741 | 6870.5
99237522 | CRE32-4-2 | 17992 | 8996
99237526 | CRE45-1-1 | 11186 | 5593
99237527 | CRE45-1 | 13484 | 6742
99237528 | CRE45-2-1 | 17490 | 8745
99237530 | CRE45-2-2 | 17490 | 8745
99237531 | CRE64-1-1 | 13315 | 6657.5
99237532 | CRE64-1 | 17822 | 8911
99707619 | CRE95-1-1 | 16712 | 8356

## CRI BOM
Item No | Name | Pump List | Pump Nett | IP-56 Nett | IP-66 Nett | Base Nett | Inertia SKU | Inertia Size | Inertia Nett | RM Nett | Mount Qty | RM Total | Seismic SKU | Seismic Name | Seismic Qty | Seismic Total
92899847 | CRI1S-2 | 1526 | 763 |  |  | 520 |  |  |  | 11.83 | 4 | 47.32
92899848 | CRI1S-3 | 1574 | 787 |  |  | 520 |  |  |  | 11.83 | 4 | 47.32
92899849 | CRI1S-4 | 1621 | 810.5 |  |  | 520 |  |  |  | 11.83 | 4 | 47.32
92899850 | CRI1S-5 | 1668 | 834 |  |  | 520 |  |  |  | 11.83 | 4 | 47.32
92899851 | CRI1S-6 | 1716 | 858 |  |  | 520 |  |  |  | 11.83 | 4 | 47.32
92899852 | CRI1S-7 | 1763 | 881.5 |  |  | 520 |  |  |  | 11.83 | 4 | 47.32
92899853 | CRI1S-8 | 1812 | 906 |  |  | 520 |  |  |  | 11.83 | 4 | 47.32
92899854 | CRI1S-9 | 1859 | 929.5 |  |  | 520 |  |  |  | 11.83 | 4 | 47.32
92899855 | CRI1S-10 | 1904 | 952 |  |  | 520 |  |  |  | 11.83 | 4 | 47.32
92899856 | CRI1S-11 | 1952 | 976 |  |  | 520 |  |  |  | 11.83 | 4 | 47.32
92899857 | CRI1S-12 | 1999 | 999.5 |  |  | 520 |  |  |  | 11.83 | 4 | 47.32
92899858 | CRI1S-13 | 2047 | 1023.5 |  |  | 520 |  |  |  | 11.83 | 4 | 47.32
92899859 | CRI1S-15 | 2228 | 1114 |  |  | 520 |  |  |  | 11.83 | 4 | 47.32
92899860 | CRI1S-17 | 2302 | 1151 |  |  | 520 |  |  |  | 11.83 | 4 | 47.32
92899861 | CRI1S-19 | 2423 | 1211.5 |  |  | 520 |  |  |  | 11.83 | 4 | 47.32
92899862 | CRI1S-21 | 2712 | 1356 |  |  | 520 |  |  |  | 11.83 | 4 | 47.32
92899863 | CRI1S-23 | 2833 | 1416.5 |  |  | 520 |  |  |  | 11.83 | 4 | 47.32
92899864 | CRI1S-25 | 2954 | 1477 |  |  | 520 |  |  |  | 11.83 | 4 | 47.32
92899941 | CRI1S-2 | 1624 | 812 |  |  | 520 |  |  |  | 11.83 | 4 | 47.32
92899942 | CRI1S-3 | 1672 | 836 |  |  | 520 |  |  |  | 11.83 | 4 | 47.32
92899943 | CRI1S-4 | 1719 | 859.5 |  |  | 520 |  |  |  | 11.83 | 4 | 47.32
92899944 | CRI1S-5 | 1765 | 882.5 |  |  | 520 |  |  |  | 11.83 | 4 | 47.32
92899945 | CRI1S-6 | 1814 | 907 |  |  | 520 |  |  |  | 11.83 | 4 | 47.32
92899946 | CRI1S-7 | 1861 | 930.5 |  |  | 520 |  |  |  | 11.83 | 4 | 47.32
92899947 | CRI1S-8 | 1909 | 954.5 |  |  | 520 |  |  |  | 11.83 | 4 | 47.32
92899948 | CRI1S-9 | 1956 | 978 |  |  | 520 |  |  |  | 11.83 | 4 | 47.32
92899949 | CRI1S-10 | 2002 | 1001 |  |  | 520 |  |  |  | 11.83 | 4 | 47.32
92899950 | CRI1S-11 | 2050 | 1025 |  |  | 520 |  |  |  | 11.83 | 4 | 47.32
92899951 | CRI1S-12 | 2097 | 1048.5 |  |  | 520 |  |  |  | 11.83 | 4 | 47.32
92899952 | CRI1S-13 | 2144 | 1072 |  |  | 520 |  |  |  | 11.83 | 4 | 47.32
92899954 | CRI1S-15 | 2326 | 1163 |  |  | 520 |  |  |  | 11.83 | 4 | 47.32
92899955 | CRI1S-17 | 2400 | 1200 |  |  | 520 |  |  |  | 11.83 | 4 | 47.32
92899956 | CRI1S-19 | 2520 | 1260 |  |  | 520 |  |  |  | 11.83 | 4 | 47.32
92899958 | CRI1S-21 | 2809 | 1404.5 |  |  | 520 |  |  |  | 11.83 | 4 | 47.32
92899959 | CRI1S-23 | 2930 | 1465 |  |  | 520 |  |  |  | 11.83 | 4 | 47.32
92899960 | CRI1S-25 | 3052 | 1526 |  |  | 520 |  |  |  | 11.83 | 4 | 47.32
92900150 | CRI1S-27 | 3276 | 1638 |  |  | 520 |  |  |  | 11.83 | 4 | 47.32
92900151 | CRI1S-30 | 3546 | 1773 |  |  | 520 |  |  |  | 11.83 | 4 | 47.32
92900152 | CRI1S-33 | 3723 | 1861.5 |  |  | 520 |  |  |  | 11.83 | 4 | 47.32
92900153 | CRI1S-36 | 3903 | 1951.5 |  |  | 520 |  |  |  | 11.83 | 4 | 47.32
92900168 | CRI1S-27 | 3374 | 1687 |  |  | 520 |  |  |  | 11.83 | 4 | 47.32
92900169 | CRI1S-30 | 3643 | 1821.5 |  |  | 520 |  |  |  | 11.83 | 4 | 47.32
92900180 | CRI1S-33 | 3821 | 1910.5 |  |  | 520 |  |  |  | 11.83 | 4 | 47.32
92900181 | CRI1S-36 | 4001 | 2000.5 |  |  | 520 |  |  |  | 11.83 | 4 | 47.32
92901079 | CRI1-2 | 1498 | 749 |  |  | 520 |  |  |  | 11.83 | 4 | 47.32
92901081 | CRI1-3 | 1546 | 773 |  |  | 520 |  |  |  | 11.83 | 4 | 47.32
92901082 | CRI1-4 | 1593 | 796.5 |  |  | 520 |  |  |  | 11.83 | 4 | 47.32
92901083 | CRI1-5 | 1640 | 820 |  |  | 520 |  |  |  | 11.83 | 4 | 47.32
92901084 | CRI1-6 | 1688 | 844 |  |  | 520 |  |  |  | 11.83 | 4 | 47.32
92901085 | CRI1-7 | 1735 | 867.5 |  |  | 520 |  |  |  | 11.83 | 4 | 47.32
92901087 | CRI1-8 | 1783 | 891.5 |  |  | 520 |  |  |  | 11.83 | 4 | 47.32
92901088 | CRI1-9 | 1840 | 920 |  |  | 520 |  |  |  | 11.83 | 4 | 47.32
92901089 | CRI1-10 | 1914 | 957 |  |  | 520 |  |  |  | 11.83 | 4 | 47.32
92901090 | CRI1-11 | 1988 | 994 |  |  | 520 |  |  |  | 11.83 | 4 | 47.32
92901092 | CRI1-12 | 2144 | 1072 |  |  | 520 |  |  |  | 11.83 | 4 | 47.32
92901093 | CRI1-13 | 2234 | 1117 |  |  | 520 |  |  |  | 11.83 | 4 | 47.32
92901094 | CRI1-15 | 2384 | 1192 |  |  | 520 |  |  |  | 11.83 | 4 | 47.32
92901096 | CRI1-25 | 3586 | 1793 |  |  | 520 |  |  |  | 11.83 | 4 | 47.32
92901097 | CRI1-27 | 3791 | 1895.5 |  |  | 520 |  |  |  | 11.83 | 4 | 47.32
92901098 | CRI1-30 | 4011 | 2005.5 |  |  | 520 |  |  |  | 11.83 | 4 | 47.32
92901099 | CRI1-33 | 4511 | 2255.5 |  |  | 520 |  |  |  | 11.83 | 4 | 47.32
92901100 | CRI1-36 | 4731 | 2365.5 |  |  | 520 |  |  |  | 11.83 | 4 | 47.32
92901183 | CRI1-2 | 1595 | 797.5 |  |  | 520 |  |  |  | 11.83 | 4 | 47.32
92901184 | CRI1-3 | 1643 | 821.5 |  |  | 520 |  |  |  | 11.83 | 4 | 47.32
92901185 | CRI1-4 | 1690 | 845 |  |  | 520 |  |  |  | 11.83 | 4 | 47.32
92901186 | CRI1-5 | 1737 | 868.5 |  |  | 520 |  |  |  | 11.83 | 4 | 47.32
92901188 | CRI1-6 | 1785 | 892.5 |  |  | 520 |  |  |  | 11.83 | 4 | 47.32
92901190 | CRI1-7 | 1832 | 916 |  |  | 520 |  |  |  | 11.83 | 4 | 47.32
92901191 | CRI1-8 | 1879 | 939.5 |  |  | 520 |  |  |  | 11.83 | 4 | 47.32
92901192 | CRI1-9 | 1938 | 969 |  |  | 520 |  |  |  | 11.83 | 4 | 47.32
92901193 | CRI1-10 | 2013 | 1006.5 |  |  | 520 |  |  |  | 11.83 | 4 | 47.32
92901195 | CRI1-11 | 2085 | 1042.5 |  |  | 520 |  |  |  | 11.83 | 4 | 47.32
92901196 | CRI1-12 | 2241 | 1120.5 |  |  | 520 |  |  |  | 11.83 | 4 | 47.32
92901197 | CRI1-13 | 2331 | 1165.5 |  |  | 520 |  |  |  | 11.83 | 4 | 47.32
92901198 | CRI1-15 | 2481 | 1240.5 |  |  | 520 |  |  |  | 11.83 | 4 | 47.32
92901199 | CRI1-25 | 3683 | 1841.5 |  |  | 520 |  |  |  | 11.83 | 4 | 47.32
92901210 | CRI1-27 | 3888 | 1944 |  |  | 520 |  |  |  | 11.83 | 4 | 47.32
92901211 | CRI1-30 | 4108 | 2054 |  |  | 520 |  |  |  | 11.83 | 4 | 47.32
92901212 | CRI1-33 | 4610 | 2305 |  |  | 520 |  |  |  | 11.83 | 4 | 47.32
92901213 | CRI1-36 | 4828 | 2414 |  |  | 520 |  |  |  | 11.83 | 4 | 47.32
92901399 | CRI1-17 | 2659 | 1329.5 |  |  | 520 |  |  |  | 11.83 | 4 | 47.32
92901400 | CRI1-19 | 2812 | 1406 |  |  | 520 |  |  |  | 11.83 | 4 | 47.32
92901401 | CRI1-21 | 2958 | 1479 |  |  | 520 |  |  |  | 11.83 | 4 | 47.32
92901402 | CRI1-23 | 3080 | 1540 |  |  | 520 |  |  |  | 11.83 | 4 | 47.32
92901415 | CRI1-17 | 2756 | 1378 |  |  | 520 |  |  |  | 11.83 | 4 | 47.32
92901416 | CRI1-19 | 2908 | 1454 |  |  | 520 |  |  |  | 11.83 | 4 | 47.32
92901417 | CRI1-21 | 3055 | 1527.5 |  |  | 520 |  |  |  | 11.83 | 4 | 47.32
92901418 | CRI1-23 | 3175 | 1587.5 |  |  | 520 |  |  |  | 11.83 | 4 | 47.32
92901573 | CRI3-2 | 1481 | 740.5 |  |  | 520 |  |  |  | 11.83 | 4 | 47.32
92901575 | CRI3-3 | 1550 | 775 |  |  | 520 |  |  |  | 11.83 | 4 | 47.32
92901576 | CRI3-4 | 1625 | 812.5 |  |  | 520 |  |  |  | 11.83 | 4 | 47.32
92901577 | CRI3-5 | 1694 | 847 |  |  | 520 |  |  |  | 11.83 | 4 | 47.32
92901578 | CRI3-6 | 1749 | 874.5 |  |  | 520 |  |  |  | 11.83 | 4 | 47.32
92901579 | CRI3-7 | 1834 | 917 |  |  | 520 |  |  |  | 11.83 | 4 | 47.32
92901580 | CRI3-8 | 2013 | 1006.5 |  |  | 520 |  |  |  | 11.83 | 4 | 47.32
92901581 | CRI3-9 | 2092 | 1046 |  |  | 520 |  |  |  | 11.83 | 4 | 47.32
92901582 | CRI3-10 | 2173 | 1086.5 |  |  | 520 |  |  |  | 11.83 | 4 | 47.32
92901583 | CRI3-11 | 2424 | 1212 |  |  | 520 |  |  |  | 11.83 | 4 | 47.32
92901584 | CRI3-12 | 2515 | 1257.5 |  |  | 520 |  |  |  | 11.83 | 4 | 47.32
92901585 | CRI3-13 | 2605 | 1302.5 |  |  | 520 |  |  |  | 11.83 | 4 | 47.32
92901586 | CRI3-15 | 2786 | 1393 |  |  | 520 |  |  |  | 11.83 | 4 | 47.32
92901587 | CRI3-17 | 3237 | 1618.5 |  |  | 520 |  |  |  | 11.83 | 4 | 47.32
92901588 | CRI3-19 | 3413 | 1706.5 |  |  | 520 |  |  |  | 11.83 | 4 | 47.32
92901589 | CRI3-21 | 3568 | 1784 |  |  | 520 |  |  |  | 11.83 | 4 | 47.32
92901590 | CRI3-23 | 3750 | 1875 |  |  | 520 |  |  |  | 11.83 | 4 | 47.32
92901591 | CRI3-25 | 3930 | 1965 |  |  | 520 |  |  |  | 11.83 | 4 | 47.32
92901592 | CRI3-27 | 4111 | 2055.5 |  |  | 520 |  |  |  | 11.83 | 4 | 47.32
92901593 | CRI3-29 | 4291 | 2145.5 |  |  | 520 |  |  |  | 11.83 | 4 | 47.32
92902145 | CRI3-2 | 1579 | 789.5 |  |  | 520 |  |  |  | 11.83 | 4 | 47.32
92902147 | CRI3-3 | 1648 | 824 |  |  | 520 |  |  |  | 11.83 | 4 | 47.32
92902148 | CRI3-4 | 1723 | 861.5 |  |  | 520 |  |  |  | 11.83 | 4 | 47.32
92902149 | CRI3-5 | 1792 | 896 |  |  | 520 |  |  |  | 11.83 | 4 | 47.32
92902150 | CRI3-6 | 1847 | 923.5 |  |  | 520 |  |  |  | 11.83 | 4 | 47.32
92902151 | CRI3-7 | 1932 | 966 |  |  | 520 |  |  |  | 11.83 | 4 | 47.32
92902152 | CRI3-8 | 2111 | 1055.5 |  |  | 520 |  |  |  | 11.83 | 4 | 47.32
92902153 | CRI3-9 | 2191 | 1095.5 |  |  | 520 |  |  |  | 11.83 | 4 | 47.32
92902154 | CRI3-10 | 2272 | 1136 |  |  | 520 |  |  |  | 11.83 | 4 | 47.32
92902155 | CRI3-11 | 2523 | 1261.5 |  |  | 520 |  |  |  | 11.83 | 4 | 47.32
92902156 | CRI3-12 | 2613 | 1306.5 |  |  | 520 |  |  |  | 11.83 | 4 | 47.32
92902157 | CRI3-13 | 2703 | 1351.5 |  |  | 520 |  |  |  | 11.83 | 4 | 47.32
92902158 | CRI3-15 | 2884 | 1442 |  |  | 520 |  |  |  | 11.83 | 4 | 47.32
92902159 | CRI3-17 | 3336 | 1668 |  |  | 520 |  |  |  | 11.83 | 4 | 47.32
92902160 | CRI3-19 | 3511 | 1755.5 |  |  | 520 |  |  |  | 11.83 | 4 | 47.32
92902161 | CRI3-21 | 3667 | 1833.5 |  |  | 520 |  |  |  | 11.83 | 4 | 47.32
92902162 | CRI3-23 | 3848 | 1924 |  |  | 520 |  |  |  | 11.83 | 4 | 47.32
92902163 | CRI3-25 | 4029 | 2014.5 |  |  | 520 |  |  |  | 11.83 | 4 | 47.32
92902164 | CRI3-27 | 4209 | 2104.5 |  |  | 520 |  |  |  | 11.83 | 4 | 47.32
92902165 | CRI3-29 | 4390 | 2195 |  |  | 520 |  |  |  | 11.83 | 4 | 47.32
92902425 | CRI5-2 | 1674 | 837 |  |  | 520 |  |  |  | 11.83 | 4 | 47.32
92902426 | CRI5-3 | 1788 | 894 |  |  | 520 |  |  |  | 11.83 | 4 | 47.32
92902427 | CRI5-4 | 1910 | 955 |  |  | 520 |  |  |  | 11.83 | 4 | 47.32
92902428 | CRI5-5 | 2146 | 1073 |  |  | 520 |  |  |  | 11.83 | 4 | 47.32
92902429 | CRI5-6 | 2328 | 1164 |  |  | 520 |  |  |  | 11.83 | 4 | 47.32
92902430 | CRI5-7 | 2402 | 1201 |  |  | 520 |  |  |  | 11.83 | 4 | 47.32
92902431 | CRI5-8 | 2478 | 1239 |  |  | 520 |  |  |  | 11.83 | 4 | 47.32
92902432 | CRI5-9 | 2875 | 1437.5 |  |  | 520 |  |  |  | 11.83 | 4 | 47.32
92902433 | CRI5-10 | 2971 | 1485.5 |  |  | 520 |  |  |  | 11.83 | 4 | 47.32
92902434 | CRI5-11 | 3232 | 1616 |  |  | 520 |  |  |  | 11.83 | 4 | 47.32
92902436 | CRI5-12 | 3306 | 1653 |  |  | 520 |  |  |  | 11.83 | 4 | 47.32
92902437 | CRI5-13 | 3386 | 1693 |  |  | 520 |  |  |  | 11.83 | 4 | 47.32
92902438 | CRI5-14 | 3461 | 1730.5 |  |  | 520 |  |  |  | 11.83 | 4 | 47.32
92902439 | CRI5-15 | 3535 | 1767.5 |  |  | 520 |  |  |  | 11.83 | 4 | 47.32
92902450 | CRI5-16 | 3608 | 1804 |  |  | 520 |  |  |  | 11.83 | 4 | 47.32
92902507 | CRI5-2 | 1772 | 886 |  |  | 520 |  |  |  | 11.83 | 4 | 47.32
92902508 | CRI5-3 | 1886 | 943 |  |  | 520 |  |  |  | 11.83 | 4 | 47.32
92902509 | CRI5-4 | 2008 | 1004 |  |  | 520 |  |  |  | 11.83 | 4 | 47.32
92902510 | CRI5-5 | 2245 | 1122.5 |  |  | 520 |  |  |  | 11.83 | 4 | 47.32
92902512 | CRI5-6 | 2427 | 1213.5 |  |  | 520 |  |  |  | 11.83 | 4 | 47.32
92902513 | CRI5-7 | 2501 | 1250.5 |  |  | 520 |  |  |  | 11.83 | 4 | 47.32
92902514 | CRI5-8 | 2576 | 1288 |  |  | 520 |  |  |  | 11.83 | 4 | 47.32
92902515 | CRI5-9 | 2974 | 1487 |  |  | 520 |  |  |  | 11.83 | 4 | 47.32
92902516 | CRI5-10 | 3069 | 1534.5 |  |  | 520 |  |  |  | 11.83 | 4 | 47.32
92902518 | CRI5-11 | 3330 | 1665 |  |  | 520 |  |  |  | 11.83 | 4 | 47.32
92902519 | CRI5-12 | 3404 | 1702 |  |  | 520 |  |  |  | 11.83 | 4 | 47.32
92902520 | CRI5-13 | 3484 | 1742 |  |  | 520 |  |  |  | 11.83 | 4 | 47.32
92902521 | CRI5-14 | 3559 | 1779.5 |  |  | 520 |  |  |  | 11.83 | 4 | 47.32
92902522 | CRI5-15 | 3633 | 1816.5 |  |  | 520 |  |  |  | 11.83 | 4 | 47.32
92902523 | CRI5-16 | 3706 | 1853 |  |  | 520 |  |  |  | 11.83 | 4 | 47.32
92982745 | CRI20-2 | 4049 | 2024.5
92982747 | CRI10-6 | 3988 | 1994 |  |  | 520 |  |  |  | 11.83 | 4 | 47.32
92982748 | CRI10-5 | 3819 | 1909.5 |  |  | 520 |  |  |  | 11.83 | 4 | 47.32
92982760 | CRI15-2 | 4133 | 2066.5 |  |  | 520 |  |  |  | 11.83 | 4 | 47.32
92983552 | CRI10-1 | 2435 | 1217.5 |  |  | 520 |  |  |  | 11.83 | 4 | 47.32
92983556 | CRI10-2 | 2639 | 1319.5 |  |  | 520 |  |  |  | 11.83 | 4 | 47.32
92983561 | CRI10-3 | 3121 | 1560.5 |  |  | 520 |  |  |  | 11.83 | 4 | 47.32
92983566 | CRI10-4 | 3535 | 1767.5 |  |  | 520 |  |  |  | 11.83 | 4 | 47.32
92983568 | CRI15-1 | 3335 | 1667.5 |  |  | 520 |  |  |  | 11.83 | 4 | 47.32
92983569 | CRI20-1 | 3255 | 1627.5
96500345 | CRI20-1 | 2943 | 1471.5
96500346 | CRI20-2 | 3595 | 1797.5
96500526 | CRI20-3 | 4830 | 2415
96500527 | CRI20-4 | 5863 | 2931.5
96500528 | CRI20-5 | 6088 | 3044
96500529 | CRI20-6 | 7026 | 3513
96500530 | CRI20-7 | 7255 | 3627.5
96500531 | CRI20-8 | 9001 | 4500.5
96500532 | CRI20-10 | 9456 | 4728
96500533 | CRI20-12 | 11495 | 5747.5
96500534 | CRI20-14 | 12045 | 6022.5
96500535 | CRI20-17 | 14213 | 7106.5
96500992 | CRI10-1 | 2327 | 1163.5 |  |  | 520 |  |  |  | 11.83 | 4 | 47.32
96500993 | CRI10-2 | 2411 | 1205.5 |  |  | 520 |  |  |  | 11.83 | 4 | 47.32
96500994 | CRI10-3 | 2762 | 1381 |  |  | 520 |  |  |  | 11.83 | 4 | 47.32
96500995 | CRI10-4 | 3063 | 1531.5 |  |  | 520 |  |  |  | 11.83 | 4 | 47.32
96500996 | CRI10-5 | 3306 | 1653 |  |  | 520 |  |  |  | 11.83 | 4 | 47.32
96500997 | CRI10-6 | 3472 | 1736 |  |  | 520 |  |  |  | 11.83 | 4 | 47.32
96500998 | CRI10-7 | 3742 | 1871 |  |  | 520 |  |  |  | 11.83 | 4 | 47.32
96500999 | CRI10-8 | 3903 | 1951.5 |  |  | 520 |  |  |  | 11.83 | 4 | 47.32
96501000 | CRI10-9 | 4063 | 2031.5 |  |  | 520 |  |  |  | 11.83 | 4 | 47.32
96501242 | CRI10-10 | 4624 | 2312 |  |  | 520 |  |  |  | 11.83 | 4 | 47.32
96501243 | CRI10-12 | 4944 | 2472 |  |  | 520 |  |  |  | 11.83 | 4 | 47.32
96501244 | CRI10-14 | 5747 | 2873.5 |  |  | 520 |  |  |  | 11.83 | 4 | 47.32
96501245 | CRI10-16 | 6073 | 3036.5 |  |  | 520 |  |  |  | 11.83 | 4 | 47.32
96501246 | CRI10-18 | 6654 | 3327 |  |  | 520 |  |  |  | 11.83 | 4 | 47.32
96501247 | CRI10-20 | 6970 | 3485 |  |  | 520 |  |  |  | 11.83 | 4 | 47.32
96501248 | CRI10-22 | 7291 | 3645.5 |  |  | 520 |  |  |  | 11.83 | 4 | 47.32
96501717 | CRI15-1 | 3018 | 1509 |  |  | 520 |  |  |  | 11.83 | 4 | 47.32
96501718 | CRI15-2 | 3672 | 1836 |  |  | 520 |  |  |  | 11.83 | 4 | 47.32
96501719 | CRI15-3 | 4187 | 2093.5 |  |  | 520 |  |  |  | 11.83 | 4 | 47.32
96501913 | CRI15-4 | 4802 | 2401 |  |  | 520 |  |  |  | 11.83 | 4 | 47.32
96501914 | CRI15-5 | 5025 | 2512.5 |  |  | 520 |  |  |  | 11.83 | 4 | 47.32
96501915 | CRI15-6 | 5926 | 2963 |  |  | 520 |  |  |  | 11.83 | 4 | 47.32
96501916 | CRI15-7 | 6154 | 3077 |  |  | 520 |  |  |  | 11.83 | 4 | 47.32
96501917 | CRI15-8 | 7087 | 3543.5 |  |  | 520 |  |  |  | 11.83 | 4 | 47.32
96501918 | CRI15-9 | 7312 | 3656 |  |  | 520 |  |  |  | 11.83 | 4 | 47.32
96501919 | CRI15-10 | 8603 | 4301.5 |  |  | 520 |  |  |  | 11.83 | 4 | 47.32
96501920 | CRI15-12 | 9056 | 4528 |  |  | 520 |  |  |  | 11.83 | 4 | 47.32
96501921 | CRI15-14 | 9504 | 4752 |  |  | 520 |  |  |  | 11.83 | 4 | 47.32
96501922 | CRI15-17 | 12081 | 6040.5 |  |  | 520 |  |  |  | 11.83 | 4 | 47.32
96515773 | CRI1S-2 | 1448 | 724 |  |  | 520 |  |  |  | 11.83 | 4 | 47.32
96515775 | CRI1S-3 | 1496 | 748 |  |  | 520 |  |  |  | 11.83 | 4 | 47.32
96515777 | CRI1S-4 | 1543 | 771.5 |  |  | 520 |  |  |  | 11.83 | 4 | 47.32
96515778 | CRI1S-5 | 1589 | 794.5 |  |  | 520 |  |  |  | 11.83 | 4 | 47.32
96515780 | CRI1S-6 | 1638 | 819 |  |  | 520 |  |  |  | 11.83 | 4 | 47.32
96515782 | CRI1S-7 | 1685 | 842.5 |  |  | 520 |  |  |  | 11.83 | 4 | 47.32
96515784 | CRI1S-8 | 1733 | 866.5 |  |  | 520 |  |  |  | 11.83 | 4 | 47.32
96515785 | CRI1S-9 | 1781 | 890.5 |  |  | 520 |  |  |  | 11.83 | 4 | 47.32
96515787 | CRI1S-10 | 1826 | 913 |  |  | 520 |  |  |  | 11.83 | 4 | 47.32
96515788 | CRI1S-11 | 1874 | 937 |  |  | 520 |  |  |  | 11.83 | 4 | 47.32
96515790 | CRI1S-12 | 1921 | 960.5 |  |  | 520 |  |  |  | 11.83 | 4 | 47.32
96515792 | CRI1S-13 | 1968 | 984 |  |  | 520 |  |  |  | 11.83 | 4 | 47.32
96515793 | CRI1S-15 | 2117 | 1058.5 |  |  | 520 |  |  |  | 11.83 | 4 | 47.32
96515795 | CRI1S-17 | 2191 | 1095.5 |  |  | 520 |  |  |  | 11.83 | 4 | 47.32
96515796 | CRI1S-19 | 2311 | 1155.5 |  |  | 520 |  |  |  | 11.83 | 4 | 47.32
96515797 | CRI1S-21 | 2511 | 1255.5 |  |  | 520 |  |  |  | 11.83 | 4 | 47.32
96515799 | CRI1S-23 | 2633 | 1316.5 |  |  | 520 |  |  |  | 11.83 | 4 | 47.32
96515800 | CRI1S-25 | 2754 | 1377 |  |  | 520 |  |  |  | 11.83 | 4 | 47.32
96515801 | CRI1S-27 | 2948 | 1474 |  |  | 520 |  |  |  | 11.83 | 4 | 47.32
96515802 | CRI1S-30 | 3218 | 1609 |  |  | 520 |  |  |  | 11.83 | 4 | 47.32
96515803 | CRI1S-33 | 3396 | 1698 |  |  | 520 |  |  |  | 11.83 | 4 | 47.32
96515804 | CRI1S-36 | 3575 | 1787.5 |  |  | 520 |  |  |  | 11.83 | 4 | 47.32
96516316 | CRI1-2 | 1428 | 714 |  |  | 520 |  |  |  | 11.83 | 4 | 47.32
96516317 | CRI1-3 | 1475 | 737.5 |  |  | 520 |  |  |  | 11.83 | 4 | 47.32
96516318 | CRI1-4 | 1516 | 758 |  |  | 520 |  |  |  | 11.83 | 4 | 47.32
96516319 | CRI1-5 | 1571 | 785.5 |  |  | 520 |  |  |  | 11.83 | 4 | 47.32
96516320 | CRI1-6 | 1618 | 809 |  |  | 520 |  |  |  | 11.83 | 4 | 47.32
96516321 | CRI1-7 | 1666 | 833 |  |  | 520 |  |  |  | 11.83 | 4 | 47.32
96516322 | CRI1-8 | 1671 | 835.5 |  |  | 520 |  |  |  | 11.83 | 4 | 47.32
96516323 | CRI1-9 | 1730 | 865 |  |  | 520 |  |  |  | 11.83 | 4 | 47.32
96516324 | CRI1-10 | 1813 | 906.5 |  |  | 520 |  |  |  | 11.83 | 4 | 47.32
96516325 | CRI1-11 | 1886 | 943 |  |  | 520 |  |  |  | 11.83 | 4 | 47.32
96516326 | CRI1-12 | 1945 | 972.5 |  |  | 520 |  |  |  | 11.83 | 4 | 47.32
96516327 | CRI1-13 | 2035 | 1017.5 |  |  | 520 |  |  |  | 11.83 | 4 | 47.32
96516328 | CRI1-15 | 2185 | 1092.5 |  |  | 520 |  |  |  | 11.83 | 4 | 47.32
96516329 | CRI1-17 | 2332 | 1166 |  |  | 520 |  |  |  | 11.83 | 4 | 47.32
96516330 | CRI1-19 | 2484 | 1242 |  |  | 520 |  |  |  | 11.83 | 4 | 47.32
96516331 | CRI1-21 | 2631 | 1315.5 |  |  | 520 |  |  |  | 11.83 | 4 | 47.32
96516332 | CRI1-23 | 2751 | 1375.5 |  |  | 520 |  |  |  | 11.83 | 4 | 47.32
96516333 | CRI1-25 | 3149 | 1574.5 |  |  | 520 |  |  |  | 11.83 | 4 | 47.32
96516334 | CRI1-27 | 3355 | 1677.5 |  |  | 520 |  |  |  | 11.83 | 4 | 47.32
96516335 | CRI1-30 | 3574 | 1787 |  |  | 520 |  |  |  | 11.83 | 4 | 47.32
96516336 | CRI1-33 | 4035 | 2017.5 |  |  | 520 |  |  |  | 11.83 | 4 | 47.32
96516337 | CRI1-36 | 4255 | 2127.5 |  |  | 520 |  |  |  | 11.83 | 4 | 47.32
96516720 | CRI3-2 | 1389 | 694.5 |  |  | 520 |  |  |  | 11.83 | 4 | 47.32
96516721 | CRI3-3 | 1458 | 729 |  |  | 520 |  |  |  | 11.83 | 4 | 47.32
96516722 | CRI3-4 | 1533 | 766.5 |  |  | 520 |  |  |  | 11.83 | 4 | 47.32
96516723 | CRI3-5 | 1601 | 800.5 |  |  | 520 |  |  |  | 11.83 | 4 | 47.32
96516724 | CRI3-6 | 1622 | 811 |  |  | 520 |  |  |  | 11.83 | 4 | 47.32
96516725 | CRI3-7 | 1706 | 853 |  |  | 520 |  |  |  | 11.83 | 4 | 47.32
96516726 | CRI3-8 | 1795 | 897.5 |  |  | 520 |  |  |  | 11.83 | 4 | 47.32
96516727 | CRI3-9 | 1874 | 937 |  |  | 520 |  |  |  | 11.83 | 4 | 47.32
96516728 | CRI3-10 | 1954 | 977 |  |  | 520 |  |  |  | 11.83 | 4 | 47.32
96516729 | CRI3-11 | 2075 | 1037.5 |  |  | 520 |  |  |  | 11.83 | 4 | 47.32
96516730 | CRI3-12 | 2164 | 1082 |  |  | 520 |  |  |  | 11.83 | 4 | 47.32
96516731 | CRI3-13 | 2254 | 1127 |  |  | 520 |  |  |  | 11.83 | 4 | 47.32
96516732 | CRI3-15 | 2433 | 1216.5 |  |  | 520 |  |  |  | 11.83 | 4 | 47.32
96516733 | CRI3-17 | 2770 | 1385 |  |  | 520 |  |  |  | 11.83 | 4 | 47.32
96516734 | CRI3-19 | 2943 | 1471.5 |  |  | 520 |  |  |  | 11.83 | 4 | 47.32
96516735 | CRI3-21 | 3058 | 1529 |  |  | 520 |  |  |  | 11.83 | 4 | 47.32
96516736 | CRI3-23 | 3238 | 1619 |  |  | 520 |  |  |  | 11.83 | 4 | 47.32
96516737 | CRI3-25 | 3418 | 1709 |  |  | 520 |  |  |  | 11.83 | 4 | 47.32
96516738 | CRI3-27 | 3598 | 1799 |  |  | 520 |  |  |  | 11.83 | 4 | 47.32
96516739 | CRI3-29 | 3775 | 1887.5 |  |  | 520 |  |  |  | 11.83 | 4 | 47.32
96516740 | CRI3-31 | 3859 | 1929.5 |  |  | 520 |  |  |  | 11.83 | 4 | 47.32
96516741 | CRI3-33 | 4076 | 2038 |  |  | 520 |  |  |  | 11.83 | 4 | 47.32
96516742 | CRI3-36 | 4298 | 2149 |  |  | 520 |  |  |  | 11.83 | 4 | 47.32
96517098 | CRI5-2 | 1584 | 792 |  |  | 520 |  |  |  | 11.83 | 4 | 47.32
96517099 | CRI5-3 | 1664 | 832 |  |  | 520 |  |  |  | 11.83 | 4 | 47.32
96517100 | CRI5-4 | 1784 | 892 |  |  | 520 |  |  |  | 11.83 | 4 | 47.32
96517101 | CRI5-6 | 1985 | 992.5 |  |  | 520 |  |  |  | 11.83 | 4 | 47.32
96517102 | CRI5-7 | 2058 | 1029 |  |  | 520 |  |  |  | 11.83 | 4 | 47.32
96517103 | CRI5-8 | 2133 | 1066.5 |  |  | 520 |  |  |  | 11.83 | 4 | 47.32
96517104 | CRI5-9 | 2415 | 1207.5 |  |  | 520 |  |  |  | 11.83 | 4 | 47.32
96517105 | CRI5-10 | 2511 | 1255.5 |  |  | 520 |  |  |  | 11.83 | 4 | 47.32
96517106 | CRI5-11 | 2732 | 1366 |  |  | 520 |  |  |  | 11.83 | 4 | 47.32
96517107 | CRI5-12 | 2806 | 1403 |  |  | 520 |  |  |  | 11.83 | 4 | 47.32
96517108 | CRI5-13 | 2886 | 1443 |  |  | 520 |  |  |  | 11.83 | 4 | 47.32
96517109 | CRI5-14 | 2959 | 1479.5 |  |  | 520 |  |  |  | 11.83 | 4 | 47.32
96517110 | CRI5-15 | 3033 | 1516.5 |  |  | 520 |  |  |  | 11.83 | 4 | 47.32
96517111 | CRI5-16 | 3105 | 1552.5 |  |  | 520 |  |  |  | 11.83 | 4 | 47.32
96517112 | CRI5-18 | 3473 | 1736.5 |  |  | 520 |  |  |  | 11.83 | 4 | 47.32
96517113 | CRI5-20 | 3628 | 1814 |  |  | 520 |  |  |  | 11.83 | 4 | 47.32
96517162 | CRI5-22 | 3817 | 1908.5 |  |  | 520 |  |  |  | 11.83 | 4 | 47.32
96517163 | CRI5-24 | 3966 | 1983 |  |  | 520 |  |  |  | 11.83 | 4 | 47.32
96517164 | CRI5-26 | 4133 | 2066.5 |  |  | 520 |  |  |  | 11.83 | 4 | 47.32
96517165 | CRI5-29 | 4360 | 2180 |  |  | 520 |  |  |  | 11.83 | 4 | 47.32
96517166 | CRI5-32 | 4949 | 2474.5 |  |  | 520 |  |  |  | 11.83 | 4 | 47.32
96517167 | CRI5-36 | 5244 | 2622 |  |  | 520 |  |  |  | 11.83 | 4 | 47.32
96522055 | CRI5-5 | 1931 | 965.5 |  |  | 520 |  |  |  | 11.83 | 4 | 47.32
96527513 | CRI1S-2 | 1546 | 773 |  |  | 520 |  |  |  | 11.83 | 4 | 47.32
96527515 | CRI1S-3 | 1593 | 796.5 |  |  | 520 |  |  |  | 11.83 | 4 | 47.32
96527516 | CRI1S-4 | 1641 | 820.5 |  |  | 520 |  |  |  | 11.83 | 4 | 47.32
96527553 | CRI1S-5 | 1687 | 843.5 |  |  | 520 |  |  |  | 11.83 | 4 | 47.32
96527554 | CRI1S-6 | 1736 | 868 |  |  | 520 |  |  |  | 11.83 | 4 | 47.32
96527555 | CRI1S-7 | 1783 | 891.5 |  |  | 520 |  |  |  | 11.83 | 4 | 47.32
96527556 | CRI1S-8 | 1830 | 915 |  |  | 520 |  |  |  | 11.83 | 4 | 47.32
96527557 | CRI1S-9 | 1878 | 939 |  |  | 520 |  |  |  | 11.83 | 4 | 47.32
96527558 | CRI1S-10 | 1924 | 962 |  |  | 520 |  |  |  | 11.83 | 4 | 47.32
96527559 | CRI1S-11 | 1971 | 985.5 |  |  | 520 |  |  |  | 11.83 | 4 | 47.32
96527570 | CRI1S-12 | 2019 | 1009.5 |  |  | 520 |  |  |  | 11.83 | 4 | 47.32
96527572 | CRI1S-13 | 2066 | 1033 |  |  | 520 |  |  |  | 11.83 | 4 | 47.32
96527573 | CRI1S-15 | 2215 | 1107.5 |  |  | 520 |  |  |  | 11.83 | 4 | 47.32
96527574 | CRI1S-17 | 2289 | 1144.5 |  |  | 520 |  |  |  | 11.83 | 4 | 47.32
96527575 | CRI1S-19 | 2409 | 1204.5 |  |  | 520 |  |  |  | 11.83 | 4 | 47.32
96527576 | CRI1S-21 | 2609 | 1304.5 |  |  | 520 |  |  |  | 11.83 | 4 | 47.32
96527578 | CRI1S-23 | 2730 | 1365 |  |  | 520 |  |  |  | 11.83 | 4 | 47.32
96527579 | CRI1S-25 | 2852 | 1426 |  |  | 520 |  |  |  | 11.83 | 4 | 47.32
96527590 | CRI1S-27 | 3046 | 1523 |  |  | 520 |  |  |  | 11.83 | 4 | 47.32
96527591 | CRI1S-30 | 3315 | 1657.5 |  |  | 520 |  |  |  | 11.83 | 4 | 47.32
96527594 | CRI1S-33 | 3493 | 1746.5 |  |  | 520 |  |  |  | 11.83 | 4 | 47.32
96527595 | CRI1S-36 | 3672 | 1836 |  |  | 520 |  |  |  | 11.83 | 4 | 47.32
96527683 | CRI1-3 | 1565 | 782.5 |  |  | 520 |  |  |  | 11.83 | 4 | 47.32
96527684 | CRI1-4 | 1613 | 806.5 |  |  | 520 |  |  |  | 11.83 | 4 | 47.32
96527685 | CRI1-5 | 1668 | 834 |  |  | 520 |  |  |  | 11.83 | 4 | 47.32
96527690 | CRI1-7 | 1762 | 881 |  |  | 520 |  |  |  | 11.83 | 4 | 47.32
96527691 | CRI1-8 | 1768 | 884 |  |  | 520 |  |  |  | 11.83 | 4 | 47.32
96527692 | CRI1-9 | 1827 | 913.5 |  |  | 520 |  |  |  | 11.83 | 4 | 47.32
96527701 | CRI1-11 | 1974 | 987 |  |  | 520 |  |  |  | 11.83 | 4 | 47.32
96527704 | CRI1-12 | 2053 | 1026.5 |  |  | 520 |  |  |  | 11.83 | 4 | 47.32
96527705 | CRI1-13 | 2132 | 1066 |  |  | 520 |  |  |  | 11.83 | 4 | 47.32
96527706 | CRI1-15 | 2294 | 1147 |  |  | 520 |  |  |  | 11.83 | 4 | 47.32
96527707 | CRI1-17 | 2429 | 1214.5 |  |  | 520 |  |  |  | 11.83 | 4 | 47.32
96527708 | CRI1-19 | 2581 | 1290.5 |  |  | 520 |  |  |  | 11.83 | 4 | 47.32
96527709 | CRI1-21 | 2728 | 1364 |  |  | 520 |  |  |  | 11.83 | 4 | 47.32
96527710 | CRI1-23 | 2848 | 1424 |  |  | 520 |  |  |  | 11.83 | 4 | 47.32
96527711 | CRI1-25 | 3246 | 1623 |  |  | 520 |  |  |  | 11.83 | 4 | 47.32
96527712 | CRI1-27 | 3450 | 1725 |  |  | 520 |  |  |  | 11.83 | 4 | 47.32
96527713 | CRI1-30 | 3690 | 1845 |  |  | 520 |  |  |  | 11.83 | 4 | 47.32
96527714 | CRI1-33 | 4134 | 2067 |  |  | 520 |  |  |  | 11.83 | 4 | 47.32
96527715 | CRI1-36 | 4352 | 2176 |  |  | 520 |  |  |  | 11.83 | 4 | 47.32
96527716 | CRI1-2 | 1524 | 762 |  |  | 520 |  |  |  | 11.83 | 4 | 47.32
96527888 | CRI3-2 | 1487 | 743.5 |  |  | 520 |  |  |  | 11.83 | 4 | 47.32
96527889 | CRI3-3 | 1556 | 778 |  |  | 520 |  |  |  | 11.83 | 4 | 47.32
96527890 | CRI3-4 | 1629 | 814.5 |  |  | 520 |  |  |  | 11.83 | 4 | 47.32
96527891 | CRI3-5 | 1698 | 849 |  |  | 520 |  |  |  | 11.83 | 4 | 47.32
96527892 | CRI3-6 | 1720 | 860 |  |  | 520 |  |  |  | 11.83 | 4 | 47.32
96527893 | CRI3-7 | 1804 | 902 |  |  | 520 |  |  |  | 11.83 | 4 | 47.32
96527894 | CRI3-8 | 1892 | 946 |  |  | 520 |  |  |  | 11.83 | 4 | 47.32
96527896 | CRI3-10 | 2052 | 1026 |  |  | 520 |  |  |  | 11.83 | 4 | 47.32
96527897 | CRI3-11 | 2172 | 1086 |  |  | 520 |  |  |  | 11.83 | 4 | 47.32
96527898 | CRI3-12 | 2262 | 1131 |  |  | 520 |  |  |  | 11.83 | 4 | 47.32
96527899 | CRI3-9 | 1971 | 985.5 |  |  | 520 |  |  |  | 11.83 | 4 | 47.32
96527900 | CRI3-13 | 2350 | 1175 |  |  | 520 |  |  |  | 11.83 | 4 | 47.32
96527901 | CRI3-15 | 2531 | 1265.5 |  |  | 520 |  |  |  | 11.83 | 4 | 47.32
96527902 | CRI3-17 | 2866 | 1433 |  |  | 520 |  |  |  | 11.83 | 4 | 47.32
96527903 | CRI3-19 | 3042 | 1521 |  |  | 520 |  |  |  | 11.83 | 4 | 47.32
96527904 | CRI3-21 | 3156 | 1578 |  |  | 520 |  |  |  | 11.83 | 4 | 47.32
96527905 | CRI3-23 | 3336 | 1668 |  |  | 520 |  |  |  | 11.83 | 4 | 47.32
96527906 | CRI3-25 | 3515 | 1757.5 |  |  | 520 |  |  |  | 11.83 | 4 | 47.32
96527907 | CRI3-27 | 3694 | 1847 |  |  | 520 |  |  |  | 11.83 | 4 | 47.32
96527908 | CRI3-29 | 3873 | 1936.5 |  |  | 520 |  |  |  | 11.83 | 4 | 47.32
96527912 | CRI3-31 | 3956 | 1978 |  |  | 520 |  |  |  | 11.83 | 4 | 47.32
96527913 | CRI3-33 | 4176 | 2088 |  |  | 520 |  |  |  | 11.83 | 4 | 47.32
96527914 | CRI3-36 | 4394 | 2197 |  |  | 520 |  |  |  | 11.83 | 4 | 47.32
96527998 | CRI5-2 | 1682 | 841 |  |  | 520 |  |  |  | 11.83 | 4 | 47.32
96527999 | CRI5-3 | 1762 | 881 |  |  | 520 |  |  |  | 11.83 | 4 | 47.32
96528000 | CRI5-4 | 1883 | 941.5 |  |  | 520 |  |  |  | 11.83 | 4 | 47.32
96528001 | CRI5-5 | 2029 | 1014.5 |  |  | 520 |  |  |  | 11.83 | 4 | 47.32
96528002 | CRI5-6 | 2083 | 1041.5 |  |  | 520 |  |  |  | 11.83 | 4 | 47.32
96528003 | CRI5-7 | 2156 | 1078 |  |  | 520 |  |  |  | 11.83 | 4 | 47.32
96528004 | CRI5-8 | 2230 | 1115 |  |  | 520 |  |  |  | 11.83 | 4 | 47.32
96528005 | CRI5-9 | 2513 | 1256.5 |  |  | 520 |  |  |  | 11.83 | 4 | 47.32
96528006 | CRI5-10 | 2608 | 1304 |  |  | 520 |  |  |  | 11.83 | 4 | 47.32
96528007 | CRI5-11 | 2828 | 1414 |  |  | 520 |  |  |  | 11.83 | 4 | 47.32
96528008 | CRI5-12 | 2903 | 1451.5 |  |  | 520 |  |  |  | 11.83 | 4 | 47.32
96528009 | CRI5-13 | 2983 | 1491.5 |  |  | 520 |  |  |  | 11.83 | 4 | 47.32
96528010 | CRI5-14 | 3056 | 1528 |  |  | 520 |  |  |  | 11.83 | 4 | 47.32
96528011 | CRI5-15 | 3130 | 1565 |  |  | 520 |  |  |  | 11.83 | 4 | 47.32
96528012 | CRI5-16 | 3201 | 1600.5 |  |  | 520 |  |  |  | 11.83 | 4 | 47.32
96528013 | CRI5-18 | 3571 | 1785.5 |  |  | 520 |  |  |  | 11.83 | 4 | 47.32
96528014 | CRI5-20 | 3726 | 1863 |  |  | 520 |  |  |  | 11.83 | 4 | 47.32
96528015 | CRI5-22 | 3915 | 1957.5 |  |  | 520 |  |  |  | 11.83 | 4 | 47.32
96528016 | CRI5-24 | 4063 | 2031.5 |  |  | 520 |  |  |  | 11.83 | 4 | 47.32
96528017 | CRI5-26 | 4229 | 2114.5 |  |  | 520 |  |  |  | 11.83 | 4 | 47.32
96528018 | CRI5-29 | 4458 | 2229 |  |  | 520 |  |  |  | 11.83 | 4 | 47.32
96528019 | CRI5-32 | 5047 | 2523.5 |  |  | 520 |  |  |  | 11.83 | 4 | 47.32
96528020 | CRI5-36 | 5342 | 2671 |  |  | 520 |  |  |  | 11.83 | 4 | 47.32
96528154 | CRI1-10 | 1901 | 950.5 |  |  | 520 |  |  |  | 11.83 | 4 | 47.32
96528156 | CRI1-6 | 1707 | 853.5 |  |  | 520 |  |  |  | 11.83 | 4 | 47.32
96905389 | CRI45-2-2 | 7112 | 3556
97513866 | CRI32-2 | 5787 | 2893.5
97725468 | CRI32-1-1 | 4003 | 2001.5
97725469 | CRI32-1 | 4276 | 2138
97725470 | CRI32-2-2 | 4941 | 2470.5
97725501 | CRI32-3-2 | 7275 | 3637.5
97725502 | CRI32-3 | 7275 | 3637.5
97725503 | CRI32-4-2 | 9030 | 4515
97725504 | CRI32-4 | 9030 | 4515
97725505 | CRI32-5-2 | 11354 | 5677
97725506 | CRI32-5 | 11354 | 5677
97725507 | CRI32-6-2 | 11972 | 5986
97725508 | CRI32-6 | 11972 | 5986
97725510 | CRI32-7 | 14100 | 7050
97725511 | CRI32-8-2 | 14718 | 7359
97725512 | CRI32-8 | 14718 | 7359
97725513 | CRI32-9-2 | 16703 | 8351.5
97725514 | CRI32-9 | 16703 | 8351.5
97725515 | CRI32-10-2 | 17321 | 8660.5
97725516 | CRI32-10 | 17321 | 8660.5
97725518 | CRI32-11 | 19409 | 9704.5
97725520 | CRI32-12 | 20053 | 10026.5
97725522 | CRI32-13 | 22591 | 11295.5
97725524 | CRI32-14 | 23218 | 11609
97725530 | CRI45-1-1 | 4688 | 2344
97725541 | CRI45-1 | 5626 | 2813
97725542 | CRI45-2 | 8990 | 4495
97725543 | CRI45-3-2 | 11367 | 5683.5
97725544 | CRI45-3 | 11367 | 5683.5
97725545 | CRI45-4-2 | 14116 | 7058
97725546 | CRI45-4 | 14116 | 7058
97725547 | CRI45-5-2 | 16791 | 8395.5
97725548 | CRI45-5 | 16791 | 8395.5
97725550 | CRI45-6 | 19053 | 9526.5
97725551 | CRI45-7-2 | 20773 | 10386.5
97725553 | CRI45-8-2 | 21452 | 10726
97725554 | CRI45-8 | 21452 | 10726
97725555 | CRI45-9-2 | 22129 | 11064.5
97725556 | CRI45-9 | 24095 | 12047.5
97725557 | CRI45-10-2 | 24722 | 12361
97725560 | CRI45-11 | 32131 | 16065.5
97725562 | CRI45-12 | 32868 | 16434
97725563 | CRI45-13-2 | 33604 | 16802
97725571 | CRI64-1-1 | 5561 | 2780.5
97725572 | CRI64-1 | 7255 | 3627.5
97725573 | CRI64-2-2 | 8793 | 4396.5
97725574 | CRI64-2-1 | 10230 | 5115
97725575 | CRI64-2 | 10230 | 5115
97725576 | CRI64-3-2 | 13609 | 6804.5
97725577 | CRI64-3-1 | 13609 | 6804.5
97725578 | CRI64-3 | 15641 | 7820.5
97725579 | CRI64-4-2 | 16381 | 8190.5
97725580 | CRI64-4-1 | 18187 | 9093.5
97725581 | CRI64-4 | 18187 | 9093.5
97725582 | CRI64-5-2 | 19402 | 9701
97725583 | CRI64-5-1 | 19402 | 9701
97725584 | CRI64-5 | 19402 | 9701
97725585 | CRI64-6-2 | 20139 | 10069.5
97725586 | CRI64-6-1 | 23727 | 11863.5
97725587 | CRI64-6 | 23727 | 11863.5
97725589 | CRI64-7-1 | 24464 | 12232
97725590 | CRI64-7 | 32287 | 16143.5
97725592 | CRI64-8-1 | 33016 | 16508
99735976 | CRI32-7-2 | 14100 | 7050
99735978 | CRI32-11-2 | 19409 | 9704.5
99735979 | CRI32-12-2 | 20053 | 10026.5
99735981 | CRI32-13-2 | 22591 | 11295.5
99736065 | CRI32-14-2 | 23218 | 11609
99736093 | CRI45-7 | 20773 | 10386.5
99736099 | CRI45-10 | 24722 | 12361
99736101 | CRI45-11-2 | 32131 | 16065.5
99736102 | CRI45-12-2 | 32868 | 16434
99736741 | CRI64-8-2 | 33016 | 16508
99736742 | CRI64-7-2 | 24464 | 12232
99736815 | CRI45-6-2 | 19053 | 9526.5

## CRIE BOM
Item No | Name | Pump List | Pump Nett | IP-56 Nett | IP-66 Nett | Base Nett | Inertia SKU | Inertia Size | Inertia Nett | RM Nett | Mount Qty | RM Total | Seismic SKU | Seismic Name | Seismic Qty | Seismic Total
93150535 | CRIE1-3 | 3015 | 1507.5
93150536 | CRIE1-4 | 3086 | 1543
93150537 | CRIE1-5 | 3241 | 1620.5
93150538 | CRIE1-6 | 3307 | 1653.5
93150539 | CRIE1-6 | 3377 | 1688.5
93150550 | CRIE1-9 | 3607 | 1803.5
93150552 | CRIE1-12 | 4462 | 2231
93150553 | CRIE1-13 | 4171 | 2085.5
93150554 | CRIE1-17 | 5070 | 2535
93150555 | CRIE3-2 | 2989 | 1494.5
93150556 | CRIE3-3 | 3111 | 1555.5
93150558 | CRIE3-4 | 3247 | 1623.5
93150570 | CRIE3-6 | 3706 | 1853
93150574 | CRIE3-11 | 4545 | 2272.5
93150575 | CRIE5-2 | 3187 | 1593.5
93150576 | CRIE5-2 | 3258 | 1629
93150577 | CRIE5-3 | 3550 | 1775
93150579 | CRIE5-4 | 3981 | 1990.5
93150592 | CRIE1-3 | 3311 | 1655.5
93150593 | CRIE1-4 | 3382 | 1691
93150594 | CRIE1-5 | 3544 | 1772
93150595 | CRIE1-6 | 3610 | 1805
93150596 | CRIE1-6 | 3713 | 1856.5
93150597 | CRIE1-9 | 3943 | 1971.5
93150620 | CRIE1-12 | 4758 | 2379
93150621 | CRIE1-13 | 4544 | 2272
93150622 | CRIE1-17 | 5366 | 2683
93150623 | CRIE1-17 | 5892 | 2946
93150625 | CRIE1-21 | 6079 | 3039.5
93150626 | CRIE1-21 | 6525 | 3262.5
93150627 | CRIE3-2 | 3286 | 1643
93150628 | CRIE3-3 | 3414 | 1707
93150640 | CRIE3-4 | 3584 | 1792
93150642 | CRIE3-6 | 4080 | 2040
93150646 | CRIE3-11 | 4842 | 2421
93150647 | CRIE3-12 | 5534 | 2767
93150649 | CRIE3-17 | 6313 | 3156.5
93150662 | CRIE5-2 | 3495 | 1747.5
93150664 | CRIE5-2 | 3600 | 1800
93150665 | CRIE5-3 | 3929 | 1964.5
93150667 | CRIE5-4 | 4282 | 2141
93150669 | CRIE5-6 | 5332 | 2666
93150682 | CRIE5-12 | 6289 | 3144.5
93150683 | CRIE5-12 | 7029 | 3514.5
93150686 | CRIE5-16 | 8172 | 4086
93150688 | CRIE5-20 | 9801 | 4900.5
93152124 | CRIE10-1 | 3569 | 1784.5
93152127 | CRIE10-2 | 4465 | 2232.5
93152130 | CRIE15-1 | 4456 | 2228
93152132 | CRIE10-1 | 3902 | 1951
93152134 | CRIE10-2 | 4758 | 2379
93152136 | CRIE10-3 | 5646 | 2823
93152138 | CRIE10-4 | 6228 | 3114
93152140 | CRIE10-5 | 6376 | 3188
93152142 | CRIE10-5 | 7096 | 3548
93152145 | CRIE10-6 | 7603 | 3801.5
93152148 | CRIE10-7 | 8868 | 4434
93152149 | CRIE10-9 | 9164 | 4582
93152154 | CRIE10-12 | 11123 | 5561.5
93152157 | CRIE15-1 | 4749 | 2374.5
93152160 | CRIE15-1 | 5268 | 2634
93152162 | CRIE15-2 | 6343 | 3171.5
93152164 | CRIE15-2 | 7062 | 3531
93152166 | CRIE15-3 | 7555 | 3777.5
93152168 | CRIE15-3 | 8320 | 4160
93152170 | CRIE15-4 | 8972 | 4486
93152171 | CRIE15-4 | 10056 | 5028
93152173 | CRIE15-5 | 10562 | 5281
93152176 | CRIE15-6 | 13124 | 6562
93152178 | CRIE15-8 | 13511 | 6755.5
93152183 | CRIE15-10 | 16497 | 8248.5
93152185 | CRIE15-10 | 15338 | 7669
93152188 | CRIE20-1 | 5797 | 2898.5
93152200 | CRIE20-2 | 7791 | 3895.5
93152201 | CRIE20-3 | 9256 | 4628
93152204 | CRIE20-4 | 10900 | 5450
93152206 | CRIE20-5 | 13716 | 6858
93152208 | CRIE20-6 | 13945 | 6972.5
93152210 | CRIE20-7 | 16806 | 8403
93152212 | CRIE20-8 | 17036 | 8518
93156068 | CRIE10-13 | 13480 | 6740
93156163 | CRIE20-9 | 20240 | 10120
93208161 | CRIE32-5-2 | 22401 | 11200.5
93208162 | CRIE32-6 | 26473 | 13236.5
93208163 | CRIE32-6 | 28000 | 14000
93208164 | CRIE32-7 | 30325 | 15162.5
93208165 | CRIE45-2 | 21901 | 10950.5
93208166 | CRIE45-3 | 26062 | 13031
93208167 | CRIE45-4-2 | 29465 | 14732.5
93208168 | CRIE64-2-2 | 22517 | 11258.5
93208169 | CRIE64-2-1 | 26835 | 13417.5
93208170 | CRIE64-3-2 | 28584 | 14292
99332026 | CRIE32-4-2 | 19163 | 9581.5
99332027 | CRIE45-2-1 | 18637 | 9318.5
99332028 | CRIE45-2-2 | 18637 | 9318.5
99353293 | CRIE32-2-1 | 12164 | 6082
99357925 | CRIE32-2 | 14641 | 7320.5
99444071 | CRIE45-1-1 | 11929 | 5964.5
99597276 | CRIE32-1 | 7686 | 3843
99845662 | CRIE32-1-1 | 7686 | 3843
99847005 | CRIE45-1 | 14371 | 7185.5
99847008 | CRIE64-1-1 | 14101 | 7050.5
99852769 | CRIE64-1 | 18867 | 9433.5

## CRN BOM
Item No | Name | Pump List | Pump Nett | IP-56 Nett | IP-66 Nett | Base Nett | Inertia SKU | Inertia Size | Inertia Nett | RM Nett | Mount Qty | RM Total | Seismic SKU | Seismic Name | Seismic Qty | Seismic Total
92501229 | CRN185-2-2 | 50110 | 25055
92501241 | CRN185-2 | 62221 | 31110.5
92501258 | CRN185-3-3 | 72528 | 36264
92501275 | CRN185-3 | 86857 | 43428.5
92501288 | CRN185-4-3 | 88878 | 44439
92501326 | CRN185-4 | 103435 | 51717.5
92501790 | CRN185-5-3 | 111594 | 55797
92501806 | CRN185-5 | 111594 | 55797
92501843 | CRN185-6-3 | 126584 | 63292
92501857 | CRN185-6 | 126584 | 63292
92501881 | CRN185-7-3 | 146854 | 73427
92501906 | CRN185-7 | 146854 | 73427
92501928 | CRN185-8-3 | 173263 | 86631.5
92501945 | CRN185-8 | 173263 | 86631.5
92541301 | CRN215-1 | 50110 | 25055
92541302 | CRN215-2-2 | 62221 | 31110.5
92541303 | CRN215-2-1 | 75317 | 37658.5
92541304 | CRN215-2 | 86857 | 43428.5
92541305 | CRN215-3-2 | 88878 | 44439
92541306 | CRN215-3 | 103435 | 51717.5
92541308 | CRN215-4-2 | 116061 | 58030.5
92541309 | CRN215-4 | 124563 | 62281.5
92541311 | CRN215-5-2 | 126584 | 63292
92541312 | CRN215-5 | 146854 | 73427
92541313 | CRN215-6-3 | 148875 | 74437.5
92541314 | CRN215-6 | 173263 | 86631.5
92541317 | CRN215-7-2 | 175283 | 87641.5
92541523 | CRN255-1-1 | 41885 | 20942.5
92541525 | CRN255-1 | 62245 | 31122.5
92541527 | CRN255-2-2 | 75347 | 37673.5
92541530 | CRN255-2 | 92331 | 46165.5
92541532 | CRN255-3-2 | 107454 | 53727
92541533 | CRN255-3 | 116106 | 58053
92541536 | CRN255-4-2 | 131699 | 65849.5
92541538 | CRN255-4 | 146910 | 73455
92541539 | CRN255-5-3 | 148932 | 74466
92541542 | CRN255-5 | 173329 | 86664.5
92541543 | CRN255-6-2 | 175350 | 87675
92624407 | CRN95-8 | 76672 | 38336
92624408 | CRN95-9 | 78150 | 39075
92624409 | CRN95-10 | 79627 | 39813.5
92624410 | CRN95-11 | 86804 | 43402
92624411 | CRN95-12 | 88282 | 44141
92624426 | CRN125-11 | 110606 | 55303
92624428 | CRN125-12 | 112438 | 56219
92624450 | CRN155-8 | 107705 | 53852.5
92624451 | CRN155-9 | 109489 | 54744.5
92624452 | CRN155-10 | 125816 | 62908
92624453 | CRN155-11-1 | 127599 | 63799.5
92900013 | CRN1S-2 | 2461 | 1230.5
92900014 | CRN1S-3 | 2547 | 1273.5
92900015 | CRN1S-4 | 2630 | 1315
92900016 | CRN1S-5 | 2715 | 1357.5
92900017 | CRN1S-6 | 2798 | 1399
92900018 | CRN1S-7 | 2884 | 1442
92900019 | CRN1S-8 | 2968 | 1484
92900020 | CRN1S-9 | 3051 | 1525.5
92900021 | CRN1S-10 | 3137 | 1568.5
92900022 | CRN1S-11 | 3220 | 1610
92900023 | CRN1S-12 | 3305 | 1652.5
92900024 | CRN1S-13 | 3389 | 1694.5
92900026 | CRN1S-15 | 3537 | 1768.5
92900027 | CRN1S-17 | 3744 | 1872
92900028 | CRN1S-19 | 3951 | 1975.5
92900029 | CRN1S-21 | 4430 | 2215
92900030 | CRN1S-23 | 4639 | 2319.5
92900031 | CRN1S-25 | 4851 | 2425.5
92900116 | CRN1S-2 | 2677 | 1338.5
92900117 | CRN1S-3 | 2764 | 1382
92900118 | CRN1S-4 | 2847 | 1423.5
92900130 | CRN1S-5 | 2932 | 1466
92900131 | CRN1S-6 | 3015 | 1507.5
92900133 | CRN1S-7 | 3100 | 1550
92900134 | CRN1S-8 | 3184 | 1592
92900135 | CRN1S-9 | 3267 | 1633.5
92900137 | CRN1S-10 | 3353 | 1676.5
92900138 | CRN1S-11 | 3437 | 1718.5
92900139 | CRN1S-12 | 3522 | 1761
92900140 | CRN1S-13 | 3606 | 1803
92900141 | CRN1S-15 | 3754 | 1877
92900142 | CRN1S-17 | 3961 | 1980.5
92900143 | CRN1S-19 | 4168 | 2084
92900144 | CRN1S-21 | 4647 | 2323.5
92900145 | CRN1S-23 | 4855 | 2427.5
92900146 | CRN1S-25 | 5068 | 2534
92900194 | CRN1S-27 | 5283 | 2641.5
92900195 | CRN1S-30 | 5689 | 2844.5
92900196 | CRN1S-33 | 6011 | 3005.5
92900197 | CRN1S-36 | 6325 | 3162.5
92900211 | CRN1S-27 | 5500 | 2750
92900212 | CRN1S-30 | 5906 | 2953
92900214 | CRN1S-33 | 6228 | 3114
92900216 | CRN1S-36 | 6542 | 3271
92901253 | CRN1-2 | 2461 | 1230.5
92901254 | CRN1-3 | 2547 | 1273.5
92901255 | CRN1-4 | 2630 | 1315
92901256 | CRN1-5 | 2715 | 1357.5
92901257 | CRN1-6 | 2798 | 1399
92901258 | CRN1-7 | 2884 | 1442
92901260 | CRN1-8 | 2986 | 1493
92901261 | CRN1-9 | 3054 | 1527
92901262 | CRN1-10 | 3185 | 1592.5
92901263 | CRN1-11 | 3307 | 1653.5
92901264 | CRN1-12 | 3557 | 1778.5
92901265 | CRN1-13 | 3680 | 1840
92901267 | CRN1-15 | 3933 | 1966.5
92901268 | CRN1-25 | 5828 | 2914
92901269 | CRN1-27 | 6073 | 3036.5
92901270 | CRN1-30 | 6441 | 3220.5
92901271 | CRN1-33 | 7225 | 3612.5
92901272 | CRN1-36 | 7590 | 3795
92901343 | CRN1-2 | 2677 | 1338.5
92901344 | CRN1-3 | 2764 | 1382
92901345 | CRN1-4 | 2847 | 1423.5
92901346 | CRN1-5 | 2932 | 1466
92901347 | CRN1-6 | 3015 | 1507.5
92901348 | CRN1-7 | 3100 | 1550
92901349 | CRN1-8 | 3202 | 1601
92901350 | CRN1-9 | 3271 | 1635.5
92901351 | CRN1-10 | 3402 | 1701
92901352 | CRN1-11 | 3523 | 1761.5
92901353 | CRN1-12 | 3774 | 1887
92901354 | CRN1-13 | 3897 | 1948.5
92901355 | CRN1-15 | 4150 | 2075
92901356 | CRN1-25 | 6045 | 3022.5
92901357 | CRN1-27 | 6289 | 3144.5
92901358 | CRN1-30 | 6658 | 3329
92901359 | CRN1-33 | 7441 | 3720.5
92901360 | CRN1-36 | 7807 | 3903.5
92901430 | CRN1-17 | 4387 | 2193.5
92901431 | CRN1-19 | 4632 | 2316
92901432 | CRN1-21 | 4886 | 2443
92901433 | CRN1-23 | 5131 | 2565.5
92901446 | CRN1-17 | 4604 | 2302
92901447 | CRN1-19 | 4849 | 2424.5
92901448 | CRN1-21 | 5103 | 2551.5
92901449 | CRN1-23 | 5348 | 2674
92902218 | CRN3-2 | 2522 | 1261
92902219 | CRN3-3 | 2646 | 1323
92902220 | CRN3-4 | 2759 | 1379.5
92902221 | CRN3-5 | 2882 | 1441
92902222 | CRN3-6 | 3050 | 1525
92902223 | CRN3-7 | 3158 | 1579
92902224 | CRN3-8 | 3358 | 1679
92902225 | CRN3-9 | 3482 | 1741
92902226 | CRN3-10 | 3602 | 1801
92902227 | CRN3-11 | 3994 | 1997
92902228 | CRN3-12 | 4118 | 2059
92902229 | CRN3-13 | 4239 | 2119.5
92902230 | CRN3-15 | 4495 | 2247.5
92902231 | CRN3-17 | 5207 | 2603.5
92902232 | CRN3-19 | 5450 | 2725
92902233 | CRN3-21 | 5684 | 2842
92902234 | CRN3-23 | 5928 | 2964
92902235 | CRN3-25 | 6179 | 3089.5
92902236 | CRN3-27 | 6428 | 3214
92902237 | CRN3-29 | 6669 | 3334.5
92902309 | CRN3-2 | 2740 | 1370
92902320 | CRN3-3 | 2861 | 1430.5
92902321 | CRN3-4 | 2976 | 1488
92902322 | CRN3-5 | 3098 | 1549
92902323 | CRN3-6 | 3265 | 1632.5
92902324 | CRN3-7 | 3374 | 1687
92902326 | CRN3-8 | 3573 | 1786.5
92902327 | CRN3-9 | 3697 | 1848.5
92902328 | CRN3-10 | 3821 | 1910.5
92902329 | CRN3-11 | 4212 | 2106
92902330 | CRN3-12 | 4336 | 2168
92902331 | CRN3-13 | 4456 | 2228
92902332 | CRN3-15 | 4709 | 2354.5
92902333 | CRN3-17 | 5421 | 2710.5
92902334 | CRN3-19 | 5666 | 2833
92902335 | CRN3-21 | 5898 | 2949
92902336 | CRN3-23 | 6144 | 3072
92902337 | CRN3-25 | 6395 | 3197.5
92902338 | CRN3-27 | 6641 | 3320.5
92902339 | CRN3-29 | 6886 | 3443
92902587 | CRN5-2 | 2752 | 1376
92902588 | CRN5-3 | 2916 | 1458
92902589 | CRN5-4 | 3114 | 1557
92902590 | CRN5-5 | 3489 | 1744.5
92902591 | CRN5-6 | 3729 | 1864.5
92902592 | CRN5-7 | 3857 | 1928.5
92902593 | CRN5-8 | 3980 | 1990
92902594 | CRN5-9 | 4707 | 2353.5
92902595 | CRN5-10 | 4833 | 2416.5
92902596 | CRN5-11 | 5291 | 2645.5
92902597 | CRN5-12 | 5414 | 2707
92902598 | CRN5-13 | 5536 | 2768
92902599 | CRN5-14 | 5659 | 2829.5
92902610 | CRN5-15 | 5781 | 2890.5
92902611 | CRN5-16 | 5904 | 2952
92902670 | CRN5-2 | 2968 | 1484
92902671 | CRN5-3 | 3131 | 1565.5
92902672 | CRN5-4 | 3331 | 1665.5
92902673 | CRN5-5 | 3704 | 1852
92902674 | CRN5-6 | 3944 | 1972
92902676 | CRN5-7 | 4074 | 2037
92902677 | CRN5-8 | 4196 | 2098
92902678 | CRN5-9 | 4923 | 2461.5
92902679 | CRN5-10 | 5047 | 2523.5
92902680 | CRN5-11 | 5507 | 2753.5
92902681 | CRN5-12 | 5630 | 2815
92902682 | CRN5-13 | 5753 | 2876.5
92902683 | CRN5-14 | 5875 | 2937.5
92902685 | CRN5-15 | 5998 | 2999
92902686 | CRN5-16 | 6120 | 3060
92982741 | CRN20-2 | 6483 | 3241.5
92982743 | CRN10-5 | 6174 | 3087
92982744 | CRN10-6 | 6516 | 3258
92983554 | CRN10-1 | 4025 | 2012.5
92983559 | CRN10-2 | 4451 | 2225.5
92983563 | CRN10-3 | 5181 | 2590.5
92983567 | CRN10-4 | 5685 | 2842.5
92983581 | CRN15-1 | 5291 | 2645.5
92983582 | CRN20-1 | 5380 | 2690
96122322 | CRN32-1-1 | 7299 | 3649.5
96122323 | CRN32-1 | 7807 | 3903.5
96122324 | CRN32-2-2 | 8741 | 4370.5
96122381 | CRN32-2 | 9761 | 4880.5
96122382 | CRN32-3-2 | 12012 | 6006
96122383 | CRN32-3 | 12012 | 6006
96122384 | CRN32-4-2 | 14811 | 7405.5
96122385 | CRN32-4 | 14811 | 7405.5
96122386 | CRN32-5-2 | 18548 | 9274
96122387 | CRN32-5 | 18548 | 9274
96122388 | CRN32-6-2 | 19481 | 9740.5
96122389 | CRN32-6 | 19481 | 9740.5
96122390 | CRN32-7-2 | 23269 | 11634.5
96122391 | CRN32-7 | 23269 | 11634.5
96122392 | CRN32-8-2 | 24159 | 12079.5
96122393 | CRN32-8 | 24159 | 12079.5
96122394 | CRN32-9-2 | 27469 | 13734.5
96122395 | CRN32-9 | 27469 | 13734.5
96122396 | CRN32-10-2 | 28361 | 14180.5
96122397 | CRN32-10 | 28361 | 14180.5
96122398 | CRN32-11-2 | 31945 | 15972.5
96122399 | CRN32-11 | 31945 | 15972.5
96122400 | CRN32-12-2 | 32836 | 16418
96122401 | CRN32-12 | 32836 | 16418
96122402 | CRN32-13-2 | 36461 | 18230.5
96122403 | CRN32-13 | 36461 | 18230.5
96122404 | CRN32-14-2 | 37395 | 18697.5
96122405 | CRN32-14 | 37395 | 18697.5
96123091 | CRN45-1-1 | 8787 | 4393.5
96123142 | CRN45-1 | 10284 | 5142
96123143 | CRN45-2-2 | 12331 | 6165.5
96123144 | CRN45-2 | 14891 | 7445.5
96123145 | CRN45-3-2 | 18689 | 9344.5
96123146 | CRN45-3 | 18689 | 9344.5
96123147 | CRN45-4-2 | 23435 | 11717.5
96123148 | CRN45-4 | 23435 | 11717.5
96123149 | CRN45-5-2 | 27533 | 13766.5
96123150 | CRN45-5 | 27533 | 13766.5
96123151 | CRN45-6-2 | 31570 | 15785
96123152 | CRN45-6 | 31570 | 15785
96123153 | CRN45-7-2 | 35120 | 17560
96123154 | CRN45-7 | 35120 | 17560
96123155 | CRN45-8-2 | 36093 | 18046.5
96123156 | CRN45-8 | 36093 | 18046.5
96123157 | CRN45-9-2 | 37074 | 18537
96123158 | CRN45-9 | 40199 | 20099.5
96123159 | CRN45-10-2 | 41121 | 20560.5
96123160 | CRN45-10 | 41121 | 20560.5
96123161 | CRN45-11-2 | 52619 | 26309.5
96123162 | CRN45-11 | 52619 | 26309.5
96123163 | CRN45-12-2 | 53821 | 26910.5
96123164 | CRN45-12 | 53821 | 26910.5
96123165 | CRN45-13-2 | 55007 | 27503.5
96123796 | CRN64-1-1 | 10528 | 5264
96123797 | CRN64-1 | 12633 | 6316.5
96123798 | CRN64-2-2 | 15164 | 7582
96123799 | CRN64-2-1 | 17864 | 8932
96123800 | CRN64-2 | 17864 | 8932
96123801 | CRN64-3-2 | 22937 | 11468.5
96123802 | CRN64-3-1 | 22937 | 11468.5
96123803 | CRN64-3 | 26039 | 13019.5
96123804 | CRN64-4-2 | 27119 | 13559.5
96123805 | CRN64-4-1 | 30247 | 15123.5
96123806 | CRN64-4 | 30247 | 15123.5
96123807 | CRN64-5-2 | 32689 | 16344.5
96123808 | CRN64-5-1 | 32689 | 16344.5
96123809 | CRN64-5 | 32689 | 16344.5
96123810 | CRN64-6-2 | 33777 | 16888.5
96123811 | CRN64-6-1 | 39457 | 19728.5
96123812 | CRN64-6 | 39457 | 19728.5
96123813 | CRN64-7-2 | 40444 | 20222
96123814 | CRN64-7-1 | 40444 | 20222
96123815 | CRN64-7 | 53254 | 26627
96123816 | CRN64-8-2 | 54197 | 27098.5
96123817 | CRN64-8-1 | 54197 | 27098.5
96480979 | CRN3-21 | 5203 | 2601.5
96481895 | CRN1S-15 | 3375 | 1687.5
96486448 | CRN5-2 | 2855 | 1427.5
96487583 | CRN5-12 | 4718 | 2359
96496290 | CRN5-7 | 3597 | 1798.5
96500484 | CRN20-1 | 4924 | 2462
96500485 | CRN20-2 | 5818 | 2909
96500653 | CRN20-3 | 8002 | 4001
96500654 | CRN20-4 | 9432 | 4716
96500655 | CRN20-5 | 9843 | 4921.5
96500656 | CRN20-6 | 11361 | 5680.5
96500657 | CRN20-7 | 11772 | 5886
96500658 | CRN20-8 | 14440 | 7220
96500659 | CRN20-10 | 15246 | 7623
96500660 | CRN20-12 | 18604 | 9302
96500661 | CRN20-14 | 19409 | 9704.5
96500662 | CRN20-17 | 22973 | 11486.5
96501181 | CRN10-1 | 3912 | 1956
96501182 | CRN10-2 | 4159 | 2079.5
96501183 | CRN10-3 | 4704 | 2352
96501184 | CRN10-4 | 5046 | 2523
96501185 | CRN10-5 | 5480 | 2740
96501186 | CRN10-6 | 5822 | 2911
96501187 | CRN10-7 | 6233 | 3116.5
96501188 | CRN10-8 | 6543 | 3271.5
96501189 | CRN10-9 | 6886 | 3443
96501395 | CRN10-10 | 7747 | 3873.5
96501396 | CRN10-12 | 8330 | 4165
96501397 | CRN10-14 | 9654 | 4827
96501398 | CRN10-16 | 10231 | 5115.5
96501399 | CRN10-18 | 11092 | 5546
96501400 | CRN10-20 | 11681 | 5840.5
96501401 | CRN10-22 | 12248 | 6124
96501867 | CRN15-1 | 4835 | 2417.5
96501868 | CRN15-2 | 5711 | 2855.5
96501869 | CRN15-3 | 6493 | 3246.5
96502051 | CRN15-4 | 7459 | 3729.5
96502052 | CRN15-5 | 7852 | 3926
96502053 | CRN15-6 | 9254 | 4627
96502054 | CRN15-7 | 9657 | 4828.5
96502055 | CRN15-8 | 11146 | 5573
96502056 | CRN15-9 | 11548 | 5774
96502057 | CRN15-10 | 13360 | 6680
96502058 | CRN15-12 | 14164 | 7082
96502059 | CRN15-14 | 14955 | 7477.5
96502060 | CRN15-17 | 19036 | 9518
96505976 | CRN3-4 | 2647 | 1323.5
96514168 | CRN5-22 | 6459 | 3229.5
96514169 | CRN5-24 | 6704 | 3352
96514170 | CRN5-26 | 6948 | 3474
96514171 | CRN5-29 | 7323 | 3661.5
96514172 | CRN5-32 | 8303 | 4151.5
96514173 | CRN5-36 | 8799 | 4399.5
96514192 | CRN5-22 | 6243 | 3121.5
96514193 | CRN5-24 | 6491 | 3245.5
96514194 | CRN5-26 | 6732 | 3366
96514195 | CRN5-29 | 7107 | 3553.5
96514196 | CRN5-32 | 8087 | 4043.5
96514197 | CRN5-36 | 8583 | 4291.5
96515929 | CRN1S-2 | 2564 | 1282
96515930 | CRN1S-3 | 2650 | 1325
96515931 | CRN1S-4 | 2733 | 1366.5
96515933 | CRN1S-5 | 2818 | 1409
96515935 | CRN1S-6 | 2901 | 1450.5
96515936 | CRN1S-7 | 2986 | 1493
96515938 | CRN1S-8 | 3071 | 1535.5
96515939 | CRN1S-9 | 3154 | 1577
96515940 | CRN1S-10 | 3240 | 1620
96515942 | CRN1S-11 | 3323 | 1661.5
96515943 | CRN1S-12 | 3408 | 1704
96515944 | CRN1S-13 | 3492 | 1746
96515945 | CRN1S-15 | 3591 | 1795.5
96515946 | CRN1S-17 | 3799 | 1899.5
96515948 | CRN1S-19 | 4005 | 2002.5
96515950 | CRN1S-21 | 4356 | 2178
96515951 | CRN1S-23 | 4564 | 2282
96515953 | CRN1S-25 | 4777 | 2388.5
96515955 | CRN1S-27 | 5022 | 2511
96515956 | CRN1S-30 | 5428 | 2714
96515958 | CRN1S-33 | 5750 | 2875
96515959 | CRN1S-36 | 6064 | 3032
96516420 | CRN1-2 | 2563 | 1281.5
96516421 | CRN1-3 | 2650 | 1325
96516422 | CRN1-4 | 2732 | 1366
96516423 | CRN1-5 | 2818 | 1409
96516424 | CRN1-6 | 2901 | 1450.5
96516425 | CRN1-7 | 2986 | 1493
96516426 | CRN1-8 | 3040 | 1520
96516427 | CRN1-9 | 3109 | 1554.5
96516428 | CRN1-10 | 3238 | 1619
96516429 | CRN1-11 | 3361 | 1680.5
96516430 | CRN1-12 | 3483 | 1741.5
96516431 | CRN1-13 | 3606 | 1803
96516432 | CRN1-15 | 3859 | 1929.5
96516433 | CRN1-17 | 4126 | 2063
96516434 | CRN1-19 | 4372 | 2186
96516435 | CRN1-21 | 4625 | 2312.5
96516436 | CRN1-23 | 4870 | 2435
96516437 | CRN1-25 | 5406 | 2703
96516438 | CRN1-27 | 5650 | 2825
96516439 | CRN1-30 | 6019 | 3009.5
96516440 | CRN1-33 | 6746 | 3373
96516441 | CRN1-36 | 7112 | 3556
96516849 | CRN3-2 | 2625 | 1312.5
96516850 | CRN3-3 | 2749 | 1374.5
96516851 | CRN3-4 | 2862 | 1431
96516852 | CRN3-5 | 2986 | 1493
96516853 | CRN3-6 | 3103 | 1551.5
96516854 | CRN3-7 | 3214 | 1607
96516855 | CRN3-8 | 3284 | 1642
96516856 | CRN3-9 | 3406 | 1703
96516857 | CRN3-10 | 3528 | 1764
96516858 | CRN3-11 | 3734 | 1867
96516859 | CRN3-12 | 3856 | 1928
96516860 | CRN3-13 | 3979 | 1989.5
96516861 | CRN3-15 | 4234 | 2117
96516862 | CRN3-17 | 4782 | 2391
96516863 | CRN3-19 | 5027 | 2513.5
96516864 | CRN3-23 | 5450 | 2725
96516865 | CRN3-25 | 5701 | 2850.5
96516866 | CRN3-27 | 5946 | 2973
96516867 | CRN3-29 | 6190 | 3095
96516868 | CRN3-31 | 6522 | 3261
96516869 | CRN3-33 | 6764 | 3382
96516870 | CRN3-36 | 7139 | 3569.5
96517204 | CRN5-3 | 2968 | 1484
96517205 | CRN5-4 | 3168 | 1584
96517206 | CRN5-5 | 3415 | 1707.5
96517207 | CRN5-6 | 3467 | 1733.5
96517208 | CRN5-8 | 3719 | 1859.5
96517209 | CRN5-9 | 4285 | 2142.5
96517210 | CRN5-10 | 4408 | 2204
96517211 | CRN5-11 | 4812 | 2406
96517212 | CRN5-12 | 4938 | 2469
96517213 | CRN5-13 | 5058 | 2529
96517214 | CRN5-14 | 5181 | 2590.5
96517215 | CRN5-15 | 5306 | 2653
96517216 | CRN5-16 | 5425 | 2712.5
96517217 | CRN5-18 | 6007 | 3003.5
96517218 | CRN5-20 | 6256 | 3128
96520527 | CRN1-2 | 2347 | 1173.5
96520529 | CRN1-3 | 2433 | 1216.5
96520640 | CRN1-4 | 2516 | 1258
96520641 | CRN1-5 | 2601 | 1300.5
96520642 | CRN1-6 | 2685 | 1342.5
96520643 | CRN1-7 | 2769 | 1384.5
96520644 | CRN1-8 | 2823 | 1411.5
96520645 | CRN1-9 | 2892 | 1446
96520646 | CRN1-10 | 3023 | 1511.5
96520647 | CRN1-11 | 3144 | 1572
96520648 | CRN1-12 | 3267 | 1633.5
96520649 | CRN1-13 | 3389 | 1694.5
96520650 | CRN1-15 | 3642 | 1821
96520651 | CRN1-17 | 3910 | 1955
96520652 | CRN1-19 | 4155 | 2077.5
96520653 | CRN1-21 | 4409 | 2204.5
96520654 | CRN1-23 | 4654 | 2327
96520655 | CRN1-25 | 5189 | 2594.5
96520656 | CRN1-27 | 5434 | 2717
96520657 | CRN1-30 | 5802 | 2901
96520683 | CRN3-2 | 2408 | 1204
96520684 | CRN3-3 | 2531 | 1265.5
96520763 | CRN3-5 | 2769 | 1384.5
96520764 | CRN3-6 | 2886 | 1443
96520765 | CRN3-7 | 2997 | 1498.5
96520766 | CRN3-8 | 3065 | 1532.5
96520767 | CRN3-9 | 3191 | 1595.5
96520768 | CRN3-10 | 3311 | 1655.5
96520769 | CRN3-11 | 3517 | 1758.5
96520770 | CRN3-12 | 3640 | 1820
96520771 | CRN3-13 | 3764 | 1882
96520772 | CRN3-15 | 4015 | 2007.5
96520773 | CRN3-17 | 4568 | 2284
96520774 | CRN3-19 | 4811 | 2405.5
96520801 | CRN5-2 | 2640 | 1320
96520802 | CRN5-3 | 2752 | 1376
96520803 | CRN5-4 | 2952 | 1476
96520804 | CRN5-5 | 3197 | 1598.5
96520805 | CRN5-6 | 3250 | 1625
96520806 | CRN5-7 | 3382 | 1691
96520807 | CRN5-8 | 3503 | 1751.5
96520808 | CRN5-9 | 4069 | 2034.5
96520809 | CRN5-10 | 4194 | 2097
96531309 | CRN1-33 | 6530 | 3265
96531402 | CRN1S-2 | 2347 | 1173.5
96531405 | CRN1S-3 | 2433 | 1216.5
96531407 | CRN1S-4 | 2516 | 1258
96531409 | CRN1S-5 | 2601 | 1300.5
96531417 | CRN1S-7 | 2770 | 1385
96531418 | CRN1S-8 | 2854 | 1427
96531419 | CRN1S-9 | 2937 | 1468.5
96531421 | CRN1S-10 | 3023 | 1511.5
96531422 | CRN1S-11 | 3106 | 1553
96531423 | CRN1S-12 | 3191 | 1595.5
96531425 | CRN1S-13 | 3275 | 1637.5
96531427 | CRN1S-17 | 3582 | 1791
96531429 | CRN1S-19 | 3789 | 1894.5
96531437 | CRN1S-21 | 4140 | 2070
96531440 | CRN1S-23 | 4348 | 2174
96531441 | CRN1S-25 | 4561 | 2280.5
96531444 | CRN1S-27 | 4806 | 2403
96531446 | CRN1S-30 | 5212 | 2606
96531447 | CRN1S-33 | 5534 | 2767
96531448 | CRN1S-36 | 5848 | 2924
96531480 | CRN1-36 | 6895 | 3447.5
96532691 | CRN5-11 | 4596 | 2298
96532692 | CRN5-13 | 4841 | 2420.5
96532693 | CRN5-14 | 4967 | 2483.5
96532694 | CRN5-15 | 5087 | 2543.5
96532695 | CRN5-16 | 5209 | 2604.5
96532696 | CRN5-18 | 5791 | 2895.5
96532697 | CRN5-20 | 6037 | 3018.5
96532988 | CRN3-23 | 5233 | 2616.5
96532991 | CRN3-25 | 5484 | 2742
96532995 | CRN3-27 | 5730 | 2865
96532997 | CRN3-29 | 5974 | 2987
96533000 | CRN3-31 | 6303 | 3151.5
96533003 | CRN3-33 | 6548 | 3274
96533007 | CRN3-36 | 6923 | 3461.5
96533488 | CRN1S-6 | 2685 | 1342.5
96735574 | CRN3-21 | 4986 | 2493
99141773 | CRN95-1-1 | 13059 | 6529.5
99141774 | CRN95-1 | 16078 | 8039
99141775 | CRN95-2-2 | 20590 | 10295
99141776 | CRN95-2 | 25642 | 12821
99141777 | CRN95-3-2 | 28913 | 14456.5
99141778 | CRN95-3 | 32333 | 16166.5
99141779 | CRN95-4 | 36036 | 18018
99141780 | CRN95-5 | 41340 | 20670
99142660 | CRN125-1 | 20924 | 10462
99142662 | CRN125-2-2 | 26059 | 13029.5
99142693 | CRN125-2-1 | 30533 | 15266.5
99142694 | CRN125-2 | 34147 | 17073.5
99143286 | CRN155-1-1 | 20932 | 10466
99143287 | CRN155-1 | 26069 | 13034.5
99143288 | CRN155-2-2 | 34160 | 17080
99143751 | CRN185-1-1 | 35921 | 17960.5
99143752 | CRN185-1 | 39435 | 19717.5
99144230 | CRN215-1-1 | 39435 | 19717.5
99751473 | CRN95-6 | 45836 | 22918
99751475 | CRN95-7 | 54931 | 27465.5
99751476 | CRN95-8-2 | 56236 | 28118
99751572 | CRN125-3-1 | 32293 | 16146.5
99751575 | CRN125-3 | 36344 | 18172
99751579 | CRN125-4-2 | 37959 | 18979.5
99751582 | CRN125-4 | 46209 | 23104.5
99751583 | CRN125-5 | 56689 | 28344.5
99751585 | CRN125-6 | 68687 | 34343.5
99751587 | CRN125-7 | 70301 | 35150.5
99751588 | CRN125-8 | 74427 | 37213.5
99751590 | CRN125-9-2 | 76042 | 38021
99751605 | CRN155-2 | 32293 | 16146.5
99751607 | CRN155-3-2 | 37959 | 18979.5
99751610 | CRN155-3 | 46209 | 23104.5
99751612 | CRN155-4-1 | 58560 | 29280
99751614 | CRN155-5-2 | 70301 | 35150.5
99751617 | CRN155-5 | 70301 | 35150.5
99751619 | CRN155-6 | 77943 | 38971.5
99751647 | CRN125-9 | 86354 | 43177
99751651 | CRN125-10 | 87969 | 43984.5
99751654 | CRN155-7 | 86354 | 43177
99751655 | CRN155-8-2 | 87969 | 43984.5

## CRNE BOM
Item No | Name | Pump List | Pump Nett | IP-56 Nett | IP-66 Nett | Base Nett | Inertia SKU | Inertia Size | Inertia Nett | RM Nett | Mount Qty | RM Total | Seismic SKU | Seismic Name | Seismic Qty | Seismic Total
92959167 | CRNE95-1 | 31419 | 15709.5
92959172 | CRNE95-2-2 | 36195 | 18097.5
92959178 | CRNE95-2-1 | 40640 | 20320
92959207 | CRNE125-1-1 | 29447 | 14723.5
92959217 | CRNE125-1 | 36927 | 18463.5
92959229 | CRNE155-1-1 | 36450 | 18225
92962319 | CRNE32-4 | 29534 | 14767
92962320 | CRNE32-5-2 | 30322 | 15161
92962321 | CRNE32-5 | 33251 | 16625.5
92962322 | CRNE32-6 | 34039 | 17019.5
92962323 | CRNE32-6 | 35685 | 17842.5
92962324 | CRNE32-7 | 38856 | 19428
92962325 | CRNE32-7 | 40111 | 20055.5
92962335 | CRNE45-2 | 29581 | 14790.5
92962336 | CRNE45-3 | 33189 | 16594.5
92962337 | CRNE45-3 | 34834 | 17417
92962339 | CRNE45-4-2 | 39651 | 19825.5
92962361 | CRNE64-2-2 | 28827 | 14413.5
92962362 | CRNE64-2-1 | 33950 | 16975
92962365 | CRNE64-3-2 | 38361 | 19180.5
93151355 | CRNE1-3 | 4405 | 2202.5
93151356 | CRNE1-4 | 4504 | 2252
93151357 | CRNE1-5 | 4713 | 2356.5
93151358 | CRNE1-6 | 4814 | 2407
93151359 | CRNE1-6 | 4906 | 2453
93151361 | CRNE1-9 | 5247 | 2623.5
93151364 | CRNE1-13 | 6071 | 3035.5
93151365 | CRNE1-17 | 7327 | 3663.5
93151366 | CRNE3-2 | 4320 | 2160
93151367 | CRNE3-3 | 4492 | 2246
93151370 | CRNE3-4 | 4669 | 2334.5
93151372 | CRNE3-6 | 5354 | 2677
93151375 | CRNE3-11 | 6496 | 3248
93151376 | CRNE5-2 | 4531 | 2265.5
93151377 | CRNE5-2 | 4623 | 2311.5
93151378 | CRNE5-3 | 5042 | 2521
93151380 | CRNE5-4 | 5601 | 2800.5
93151382 | CRNE1-3 | 4795 | 2397.5
93151383 | CRNE1-4 | 4894 | 2447
93151384 | CRNE1-5 | 5111 | 2555.5
93151386 | CRNE1-6 | 5212 | 2606
93151387 | CRNE1-6 | 5348 | 2674
93151388 | CRNE1-9 | 5689 | 2844.5
93151390 | CRNE1-12 | 6824 | 3412
93151392 | CRNE1-13 | 6561 | 3280.5
93151393 | CRNE1-17 | 7717 | 3858.5
93151394 | CRNE1-17 | 8409 | 4204.5
93151396 | CRNE1-21 | 8694 | 4347
93151410 | CRNE3-2 | 4707 | 2353.5
93151413 | CRNE3-3 | 4887 | 2443.5
93151417 | CRNE3-4 | 5108 | 2554
93151419 | CRNE3-6 | 5841 | 2920.5
93151422 | CRNE3-11 | 6883 | 3441.5
93151424 | CRNE3-12 | 7820 | 3910
93151429 | CRNE3-21 | 10172 | 5086
93151430 | CRNE5-2 | 4928 | 2464
93151433 | CRNE5-3 | 5529 | 2764.5
93151437 | CRNE5-4 | 5989 | 2994.5
93151439 | CRNE5-6 | 7420 | 3710
93151442 | CRNE5-12 | 8750 | 4375
93151443 | CRNE5-12 | 9702 | 4851
93151449 | CRNE5-20 | 13454 | 6727
93152473 | CRNE10-1 | 5157 | 2578.5
93152475 | CRNE10-2 | 6405 | 3202.5
93152476 | CRNE15-1 | 6805 | 3402.5
93152478 | CRNE10-1 | 5601 | 2800.5
93152480 | CRNE10-2 | 6797 | 3398.5
93152482 | CRNE10-3 | 8008 | 4004
93152484 | CRNE10-4 | 8765 | 4382.5
93152486 | CRNE10-5 | 9040 | 4520
93152488 | CRNE10-5 | 10002 | 5001
93152491 | CRNE10-6 | 10774 | 5387
93152494 | CRNE10-7 | 12456 | 6228
93152495 | CRNE10-9 | 13004 | 6502
93152497 | CRNE10-12 | 15804 | 7902
93152498 | CRNE15-1 | 7218 | 3609
93152499 | CRNE15-1 | 7951 | 3975.5
93152500 | CRNE15-2 | 9514 | 4757
93152502 | CRNE15-3 | 11328 | 5664
93152503 | CRNE15-3 | 12409 | 6204.5
93152504 | CRNE15-4 | 13462 | 6731
93152505 | CRNE15-4 | 14994 | 7497
93152506 | CRNE15-5 | 15846 | 7923
93152507 | CRNE15-6 | 19546 | 9773
93152508 | CRNE15-8 | 20275 | 10137.5
93152511 | CRNE15-10 | 24799 | 12399.5
93152512 | CRNE15-10 | 23161 | 11580.5
93152513 | CRNE20-1 | 8658 | 4329
93152514 | CRNE20-2 | 11639 | 5819.5
93152515 | CRNE20-3 | 13837 | 6918.5
93152516 | CRNE20-4 | 16290 | 8145
93152517 | CRNE20-5 | 20427 | 10213.5
93152518 | CRNE20-6 | 20849 | 10424.5
93152519 | CRNE20-7 | 25093 | 12546.5
93152520 | CRNE20-8 | 25515 | 12757.5
93156072 | CRNE10-13 | 18821 | 9410.5
93156167 | CRNE20-9 | 30235 | 15117.5
93253717 | CRNE125-2-2 | 41143 | 20571.5
99245022 | CRNE32-1-1 | 10982 | 5491
99245024 | CRNE32-1 | 11826 | 5913
99245025 | CRNE32-2-1 | 16244 | 8122
99245026 | CRNE32-2 | 19107 | 9553.5
99245027 | CRNE32-4-2 | 25063 | 12531.5
99245029 | CRNE32-1 | 11379 | 5689.5
99245044 | CRNE45-1-1 | 15919 | 7959.5
99245045 | CRNE45-1 | 19045 | 9522.5
99245046 | CRNE45-2-1 | 24428 | 12214
99245047 | CRNE45-2-2 | 24428 | 12214
99245048 | CRNE45-1 | 17520 | 8760
99245050 | CRNE45-2 | 28594 | 14297
99245052 | CRNE64-1-1 | 18993 | 9496.5
99245053 | CRNE64-1 | 24756 | 12378
99245055 | CRNE64-1 | 19219 | 9609.5
99245058 | CRNE32-4 | 28558 | 14279
99315825 | CRNE32-2 | 17581 | 8790.5
99315835 | CRNE32-2-1 | 15166 | 7583
99655972 | CRNE95-1-1 | 24731 | 12365.5 |  |  |  | 99102010 | 620 x 620 x 310 | 646.67 |  |  |  | 92932673 | CSM-16 | 4 | 238.08

## TP BOM
Item No | Name | Base | RM SKU | RM Name | Pump List | Pump Nett | IP-56 Nett | IP-66 Nett | Base Nett | Inertia SKU | Inertia Size | Rubber Mount Nett | Seismic Spring SKU | Seismic Spring Name | Mount Qty | RM Total Nett | Seismic Spring Nett | Seis Total Nett | Inertia Nett
96086842 | TP 40-240/2 A-F-B-BQQE-IX1 |  |  |  | 4703 | 2587 | [10 empty] | #N/A | #N/A | #N/A
96086843 | TP 40-300/2 A-F-B-BQQE-JX1 |  |  |  | 4942 | 2719 | [10 empty] | #N/A | #N/A | #N/A
96087029 | TP 50-190/2 A-F-B-BQQE-HX1 |  | 92996501 | NR1 - Yellow | 4328 | 2381 |  | 125 | 530 |  |  | 11.7 |  |  | 4 | 46.8 | #N/A | #N/A | #N/A
96087030 | TP 50-240/2 A-F-B-BQQE-IX1 |  |  |  | 4503 | 2477 | [10 empty] | #N/A | #N/A | #N/A
96087031 | TP 50-290/2 A-F-B-BQQE-JX1 |  |  |  | 4766 | 2622 | [10 empty] | #N/A | #N/A | #N/A
96087139 | TP 50-190/4 A-F-B-BQQE-IX3 |  |  |  | 6238 | 3431 | [10 empty] | #N/A | #N/A | #N/A
96087140 | TP 50-230/4 A-F-B-BQQE-JX3 |  |  |  | 6644 | 3655 | [10 empty] | #N/A | #N/A | #N/A
96087224 | TP 50-360/2 A-F-B-BQQE-KX1 |  |  |  | 5619 | 3091 | [10 empty] | #N/A | #N/A | #N/A
96087225 | TP 50-430/2 A-F-B-BQQE-LX1 |  |  |  | 7205 | 3963 | [10 empty] | #N/A | #N/A | #N/A
96087462 | TP 65-150/4 A-F-B-BQQE-IX3 |  |  |  | 6183 | 3401 | [10 empty] | #N/A | #N/A | #N/A
96087463 | TP 65-170/4 A-F-B-BQQE-JX3 |  |  |  | 6398 | 3519 | [10 empty] | #N/A | #N/A | #N/A
96087554 | TP 65-340/2 A-F-B-BQQE-LX1 |  |  |  | 7362 | 4050 | [10 empty] | #N/A | #N/A | #N/A
96087555 | TP 65-410/2 A-F-B-BQQE-MX1 |  |  |  | 7682 | 4226 | [10 empty] | #N/A | #N/A | #N/A
96087556 | TP 65-460/2 A-F-B-BQQE-NX1 |  |  |  | 11091 | 6101 | [10 empty] | #N/A | #N/A | #N/A
96087557 | TP 65-550/2 A-F-B-BQQE-OX1 |  |  |  | 12763 | 7020 | [10 empty] | #N/A | #N/A | #N/A
96087638 | TP 65-240/4 A-F-B-BQQE-KX3 |  |  |  | 7819 | 4301 | [10 empty] | #N/A | #N/A | #N/A
96097394 | TP 65-130/4 A-F-B-BQQE-HX3 |  |  |  | 5609 | 3085 | [10 empty] | #N/A | #N/A | #N/A
96108505 | TP 80-140/2 A-F-B-BQQE-IX1 |  |  |  | 4804 | 2643 | [10 empty] | #N/A | #N/A | #N/A
96108506 | TP 80-180/2 A-F-B-BQQE-JX1 |  |  |  | 5203 | 2862 | [10 empty] | #N/A | #N/A | #N/A
96108636 | TP 80-150/4 A-F-B-BQQE-JX3 |  |  |  | 6601 | 3631 | [10 empty] | #N/A | #N/A | #N/A
96108759 | TP 80-210/2 A-F-B-BQQE-KX1 |  |  |  | 5767 | 3172 | [10 empty] | #N/A | #N/A | #N/A
96108760 | TP 80-240/2 A-F-B-BQQE-LX1 |  |  |  | 6060 | 3333 | [10 empty] | #N/A | #N/A | #N/A
96108761 | TP 80-250/2 A-F-B-BQQE-MX1 |  |  |  | 8218 | 4520 | [10 empty] | #N/A | #N/A | #N/A
96108762 | TP 80-330/2 A-F-B-BQQE-NX1 |  |  |  | 11196 | 6158 | [10 empty] | #N/A | #N/A | #N/A
96108763 | TP 80-400/2 A-F-B-BQQE-OX1 |  |  |  | 11228 | 6176 | [10 empty] | #N/A | #N/A | #N/A
96108764 | TP 80-520/2 A-F-B-BQQE-PX1 |  |  |  | 13914 | 7653 | [10 empty] | #N/A | #N/A | #N/A
96108873 | TP 80-110/4 A-F-B-BQQE-IX3 |  |  |  | 6145 | 3380 | [10 empty] | #N/A | #N/A | #N/A
96108875 | TP 80-170/4 A-F-B-BQQE-KX3 |  |  |  | 7955 | 4376 | [10 empty] | #N/A | #N/A | #N/A
96108876 | TP 80-240/4 A-F-B-BQQE-LX3 |  |  |  | 9550 | 5253 | [10 empty] | #N/A | #N/A | #N/A
96108877 | TP 80-270/4 A-F-B-BQQE-MX3 |  |  |  | 11401 | 6271 | [10 empty] | #N/A | #N/A | #N/A
96108878 | TP 80-340/4 A-F-B-BQQE-NX3 |  |  |  | 13441 | 7393 | [10 empty] | #N/A | #N/A | #N/A
96109093 | TP 100-70/4 A-F-B-BQQE-HX3 |  |  |  | 7138 | 3926 | [10 empty] | #N/A | #N/A | #N/A
96109094 | TP 100-90/4 A-F-B-BQQE-IX3 |  |  |  | 7639 | 4202 | [10 empty] | #N/A | #N/A | #N/A
96109095 | TP 100-110/4 A-F-B-BQQE-JX3 |  |  |  | 8058 | 4432 | [10 empty] | #N/A | #N/A | #N/A
96109221 | TP 100-160/2 A-F-B-BQQE-KX1 |  |  |  | 5624 | 3094 | [10 empty] | #N/A | #N/A | #N/A
96109222 | TP 100-200/2 A-F-B-BQQE-LX1 |  |  |  | 6893 | 3792 | [10 empty] | #N/A | #N/A | #N/A
96109223 | TP 100-240/2 A-F-B-BQQE-MX1 |  |  |  | 7148 | 3932 | [10 empty] | #N/A | #N/A | #N/A
96109224 | TP 100-250/2 A-F-B-BQQE-NX1 |  |  |  | 11587 | 6373 | [10 empty] | #N/A | #N/A | #N/A
96109225 | TP 100-310/2 A-F-B-BQQE-OX1 |  |  |  | 12863 | 7075 | [10 empty] | #N/A | #N/A | #N/A
96109226 | TP 100-360/2 A-F-B-BQQE-PX1 |  |  |  | 15253 | 8390 | [10 empty] | #N/A | #N/A | #N/A
96109227 | TP 100-390/2 A-F-B-BQQE-QX1 |  |  |  | 17166 | 9442 | [10 empty] | #N/A | #N/A | #N/A
96109341 | TP 100-130/4 A-F-B-BQQE-KX3 |  |  |  | 9463 | 5205 | [10 empty] | #N/A | #N/A | #N/A
96109342 | TP 100-170/4 A-F-B-BQQE-LX3 |  |  |  | 10486 | 5768 | [10 empty] | #N/A | #N/A | #N/A
96109343 | TP 100-200/4 A-F-B-BQQE-MX3 |  |  |  | 11784 | 6482 | [10 empty] | #N/A | #N/A | #N/A
96109344 | TP 100-250/4 A-F-B-BQQE-NX3 |  |  |  | 14054 | 7730 | [10 empty] | #N/A | #N/A | #N/A
96109345 | TP 100-330/4 A-F-B-BQQE-OX3 |  |  |  | 16835 | 9260 |  |  |  | 92513065 | 1100 x 800 x 150 |  | 91338157 | CSM-17 | 4 |  | 66.3 | 265.2 | 610.6
96109346 | TP 100-370/4 A-F-B-BQQE-PX3 |  |  |  | 19126 | 10520 | [10 empty] | #N/A | #N/A | #N/A
97851334 | TP 40-120/2 A-F-A-BQQE-DX1 |  |  |  | 2365 | 1301 | [10 empty] | #N/A | #N/A | #N/A
98066916 | TP 40-230/2 A-F-A-BQQE-GX1 |  |  |  | 2985 | 1642 | [10 empty] | #N/A | #N/A | #N/A
98122409 | TP 40-60/2 A-F-A-BQQE-CX1 |  |  |  | 1881 | 1035 | [10 empty] | #N/A | #N/A | #N/A
98133648 | TP 50-180/2 A-F-A-BQQE-FX1 |  |  |  | 3279 | 1804 | [10 empty] | #N/A | #N/A | #N/A
98133671 | TP 40-180/2 A-F-A-BQQE-EX1 |  |  |  | 2801 | 1541 | [10 empty] | #N/A | #N/A | #N/A
98182027 | TP 50-60/2 A-F-A-BQQE-DX1 |  |  |  | 2366 | 1302 | [10 empty] | #N/A | #N/A | #N/A
98279255 | TP 50-120/2 A-F-A-BQQE-FX1 |  |  |  | 2903 | 1597 | [10 empty] | #N/A | #N/A | #N/A
98294231 | TP 40-190/2 A-F-A-BQQE-FX1 |  |  |  | 2893 | 1592 | [10 empty] | #N/A | #N/A | #N/A
98299122 | TP 32-90/2 A-O-A-BQQE-DX1 |  |  |  | 1978 | 1088 | [10 empty] | #N/A | #N/A | #N/A
98346582 | TP 32-90/2 A-O-A-BQQE-DX1 |  |  |  | 1646 | 906 | [10 empty] | #N/A | #N/A | #N/A
98420371 | TP 65-180/2 A-F-A-BQQE-HX1 |  |  |  | 3986 | 2193 | [10 empty] | #N/A | #N/A | #N/A
98509608 | TP 65-60/2 A-F-A-BQQE-EX1 |  |  |  | 2909 | 1600 | [10 empty] | #N/A | #N/A | #N/A
98585759 | TP 65-120/2 A-F-A-BQQE-GX1 |  |  |  | 3662 | 2015 | [10 empty] | #N/A | #N/A | #N/A
98742355 | TP 65-250/2 A-F-B-BQQE-KX1 |  |  |  | 5459 | 3003 | [10 empty] | #N/A | #N/A | #N/A
98742400 | TP 65-210/2 A-F-B-BQQE-JX1 |  | 92996501 | NR1 - Yellow | 4836 | 2660 |  | 278.37 | 520 |  |  | 11.7 |  |  | 4 | 46.8 | #N/A | #N/A | #N/A
98742915 | TP 50-140/4 A-F-B-BQQE-HX3 |  |  |  | 5211 | 2867 | [10 empty] | #N/A | #N/A | #N/A
98743320 | TP 40-140/4 A-F-B-BQQE-GX3 |  |  |  | 4933 | 2714 | [10 empty] | #N/A | #N/A | #N/A
98743360 | TP 40-110/4 A-F-B-BQQE-FX3 |  |  |  | 4374 | 2406 | [10 empty] | #N/A | #N/A | #N/A
98810439 | TP 50-120/2 A-F-A-BQQE-FX1 |  |  |  | 3265 | 1796 | [10 empty] | #N/A | #N/A | #N/A
98843904 | TP 80-120/2 AI-F-A-BQQE-HX1 |  |  |  | 4632 | 2548 | [10 empty] | #N/A | #N/A | #N/A
98957960 | TP 40-60/2 A-F-A-BQQE-CX1 |  |  |  | 2214 | 1218 | [10 empty] | #N/A | #N/A | #N/A
98957962 | TP 40-120/2 A-F-A-BQQE-DX1 |  |  |  | 2697 | 1484 | [10 empty] | #N/A | #N/A | #N/A
98957977 | TP 50-60/2 A-F-A-BQQE-DX1 |  |  |  | 2699 | 1485 | [10 empty] | #N/A | #N/A | #N/A
99272206 | TPE3 32-200 S-A-F-A-BQQE-FDC |  |  |  | 6835 | 3760 | [10 empty] | #N/A | #N/A | #N/A
99272211 | TPE3 40-200 S-A-F-A-BQQE-GDC |  |  |  | 7540 | 4147 | [10 empty] | #N/A | #N/A | #N/A
99272212 | TPE3 40-240 S-A-F-A-BQQE-HDC |  |  |  | 8053 | 4430 | [10 empty] | #N/A | #N/A | #N/A
99272218 | TPE3 50-200 S-A-F-A-BQQE-HDC |  |  |  | 8316 | 4574 | [10 empty] | #N/A | #N/A | #N/A
99272219 | TPE3 50-240 S-A-F-A-BQQE-IDC |  |  |  | 8731 | 4803 | [10 empty] | #N/A | #N/A | #N/A
99272225 | TPE3 65-200 S-A-F-A-BQQE-IDC |  |  |  | 9168 | 5043 | [10 empty] | #N/A | #N/A | #N/A
99122807 | TP 40-360/2 A-F-A-BQQE-KW1 |  |  |  | 4465 | 2456 | [10 empty] | #N/A | #N/A | #N/A
98742568 | TP 125-340/4 A-F-B-BAQE-QW3 |  |  |  | 21715 | 11944 |  |  |  | 92909412 | 1100 x 800 x 250 |  | 91338019 | CLM-98 | 4 |  | 170.3 | 681.2 | 721.39

## Co-Efficients (hidden)
0 | 0.0001308 | 0 | 0.00013 | Preset charge (Pi) | 150 | Max Charge (Pf) | 400
1 | 7.2195e-05 | 10 | 0.00025 |  | 200 |  | 500
2 | 3.0149e-05 | 20 | 0.00172 |  | 250 |  | 600
3 | 4.291e-06 | 30 | 0.0043 |  |  |  | 1000
4 | -5.744e-06 | 40 | 0.0078
5 | -3.1144e-07 | 50 | 0.01209
6 | 2.0242e-05 | 60 | 0.01711
7 | 5.558e-05 | 70 | 0.02282
8 | 0.00010537 | 80 | 0.02921
9 | 0.00016931 | 90 | 0.0363
10 | 0.00024706 | 100 | 0.04408
11 | 0.00033835
12 | 0.00044286
13 | 0.00056032
14 | 0.00069046
15 | 0.00083299
16 | 0.00098767
17 | 0.0011542
18 | 0.0013325
19 | 0.0015221
20 | 0.0017229
21 | 0.0019347
22 | 0.0021572
23 | 0.0023902
24 | 0.0026336
25 | 0.0028872
26 | 0.0031507
27 | 0.003424
28 | 0.0037069
29 | 0.0039992
30 | 0.0043008
31 | 0.0046116
32 | 0.0049313
33 | 0.0052599
34 | 0.0055972
35 | 0.0059431
36 | 0.0062975
37 | 0.0066601
38 | 0.007031
39 | 0.0074101
40 | 0.0077971
41 | 0.0081921
42 | 0.0085948
43 | 0.0090054
44 | 0.0094236
45 | 0.0098494
46 | 0.010283
47 | 0.010723
48 | 0.011171
49 | 0.011627
50 | 0.01209
51 | 0.012559
52 | 0.013036
53 | 0.013521
54 | 0.014012
55 | 0.01451
56 | 0.015015
57 | 0.015528
58 | 0.016047
59 | 0.016573
60 | 0.017106
61 | 0.017646
62 | 0.018192
63 | 0.018746
64 | 0.019306
65 | 0.019873
66 | 0.020447
67 | 0.021028
68 | 0.021616
69 | 0.02221
70 | 0.022811
71 | 0.023419
72 | 0.024034
73 | 0.024655
74 | 0.025283
75 | 0.025919
76 | 0.02656
77 | 0.027209
78 | 0.027865
79 | 0.028527
80 | 0.029196
81 | 0.029872
82 | 0.030555
83 | 0.031245
84 | 0.031942
85 | 0.032645
86 | 0.033355
87 | 0.034073
88 | 0.034797
89 | 0.035528
90 | 0.036266
91 | 0.037011
92 | 0.037763
93 | 0.038521
94 | 0.039287
95 | 0.04006
96 | 0.040839
97 | 0.041626
98 | 0.042419
99 | 0.043219
100 | 0.044027

## UPS Pricing
P/N | DESCRIPTION | 2024 MPG | List Price | Nett
519806 | Union valve set G11/2"x1" | AD | 78 | 50.7
529922 | UNION SET G11/2"X1" CI | AD | 28 | 18.2
529972 | Union set G11/2"x1" | AD | 39 | 25.35
59643600 | UP20-30 N 150 1X240V 50HZ 9H | DF | 681 | 374.55
91348548 | DUAL UPS20-60 N 1X240V 50HZ STD | DF | 4622 | 2542.1
91348640 | DUAL UPS32-80 N 1X240V 50HZ DLX | DF | 7664 | 4215.2
91348762 | DUAL UPS20-60 N 1X240V 50HZ DLX | DF | 5889 | 3238.95
91349121 | DUAL UPS32-80 N 1X240V 50HZ STD | DF | 6321 | 3476.55
93107332 | UNION SET 11/4" 32MM BRASS | AD | 192 | 124.8
93107333 | UNION SET G11/2"X1" | AD | 40 | 26
93107335 | UNION SET BRASS 3/4' | AD | 92 | 59.8
93108132 | UNION VALVE SET 3/4-5/4" | AD | 87 | 56.55
93108134 | UNION VALVE SET G11/2"X1" | AD | 80 | 52
93108691 | Union valve set 2"-11/4" brass | AD | 347 | 225.55
95906429 | UPS25-80 180 1X230V 50HZ 9H | DE | 1020 | 561
95906439 | UPS 25-80 N 180 1X230 50HZ 9H | DF | 1424 | 783.2
95906442 | UPS32-80 180 1X230V 50HZ 9H | DE | 1276 | 701.8
95906448 | UPS32-80 N 180 1X230V 50HZ 9H | DF | 1698 | 933.9
95906472 | UP20-45 N 150 1X230V 50HZ 9H | DF | 926 | 509.3
95906480 | UPS25-100 180 1X230V 50HZ 9H | DE | 1541 | 847.55
95906489 | UPS32-100 N 180 1X230V 50HZ 9H | DF | 1848 | 1016.4
95906500 | UPS32-100 180 1X230V 50HZ 9H | DE | 1695 | 932.25
96281476 | UPS25-60 130 1X230V 50HZ 9H | DE | 474 | 260.7
96281483 | UPS25-60 180 1X230V 50HZ 9H | DE | 474 | 260.7
96401915 | UPS40-60/2 F 1x230-240V PN6/10 | BA | 1687 | 843.5
96401917 | UPS40-60/2 F 3x400-415 PN6/10 | BA | 1655 | 827.5
96401942 | UPS40-120 F 1x230-240V PN6/10 | BA | 2143 | 1071.5
96401944 | UPS40-120/2 F 3x400-415V 50 HZ | BA | 2027 | 1013.5
96401979 | UPS40-180 F 3x400-415V PN6/10 | BA | 2392 | 1196
96402055 | UPS50-60/2 F 3x400-415V PN6/10 | BA | 2011 | 1005.5
96402103 | UPS50-120 F 3x400-415V PN6/10 | BA | 2457 | 1228.5
96402108 | UPS50-120 F B 1x230-240V PN6/10 | BA | 5208 | 2604
96402110 | UPS50-120 F B 3x400-415V PN6/10 | BA | 4734 | 2367
96402136 | UPS50-180 F 3x400-415V PN6/10 | BA | 2771 | 1385.5
96402260 | UPS65-60/2 F 3x400-415V PN6/10 | BA | 2482 | 1241
96402280 | UPS65-120 F 3X400-415V 50HZ PN6/10 | BA | 2939 | 1469.5
96402316 | UPS65-180 F 3x400-415V PN6/10 | BA | 3357 | 1678.5
96402391 | UPS80-60 F 3x400-415V PN6 | BA | 3730 | 1865
96402440 | UPS80-120 F 3x400-415V PN6 | BA | 3885 | 1942.5
96913085 | UPS25-60 N 180 1X230V 50HZ 9H | DF | 813 | 447.15
96913096 | UPS20-60 N 150 1X240V 50HZ 9H | DF | 860 | 473
97924245 | MAGNA3 25-60 180 1x230V PN10 | BB | 1689 | 844.5
97924247 | MAGNA3 25-100 180 1x230V PN10 | BB | 2055 | 1027.5
97924249 | MAGNA3 25-40 180 1x230V PN16 | BB | 1665 | 832.5
97924257 | MAGNA3 32-100 180 1x230V PN10 | BB | 2254 | 1127
97924259 | MAGNA3 32-120 F 220 1x230V PN6/10 | BB | 3585 | 1792.5
97924270 | MAGNA3 40-120 F 250 1x230V PN6/10 | BB | 4522 | 2261
97924271 | MAGNA3 40-150 F 250 1x230V PN6/10 | BB | 5361 | 2680.5
97924272 | MAGNA3 40-180 F 250 1x230V PN6/10 | BB | 6163 | 3081.5
97924281 | MAGNA3 50-60 F 240 1x230V PN6/10 | BB | 4655 | 2327.5
97924284 | MAGNA3 50-120 F 280 1x230V PN6/10 | BB | 5730 | 2865
97924286 | MAGNA3 50-180 F 280 1x230V PN6/10 | BB | 7737 | 3868.5
97924295 | MAGNA3 65-60 F 340 1x230V PN6/10 | BB | 5663 | 2831.5
97924298 | MAGNA3 65-120 F 340 1x230V PN6/10 | BB | 6970 | 3485
97924299 | MAGNA3 65-150 F 340 1x230V PN6/10 | BB | 7667 | 3833.5
97924337 | MAGNA3 25-60 N 180 1x230V PN10 | BB | 2865 | 1432.5
97924339 | MAGNA3 25-100 N 180 1x230V PN10 | BB | 2839 | 1419.5
97924340 | MAGNA3 25-120 N 180 1x230V PN10 | BB | 3583 | 1791.5
97924342 | MAGNA3 32-60 N 180 1x230V PN10 | BB | 3170 | 1585
97924344 | MAGNA3 32-100 N 180 1x230V PN10 | BB | 3195 | 1597.5
97924346 | MAGNA3 32-120 F N 220 1x230V PN6/10 | BB | 5609 | 2804.5
98609711 | MAGNA3 32-120 N 180 1x230V PN10 | BB | 3782 | 1891
99221224 | MAGNA1 25-60 N 180 1x230V PN10 | BA | 2062 | 1031
99221227 | MAGNA1 25-120 N 180 1x230V PN10 | BA | 2930 | 1465
99221254 | MAGNA1 32-60 N 180 1x230V PN10 | BA | 2496 | 1248
99221283 | MAGNA1 32-120 N 180 1x230V PN10 | BA | 3092 | 1546
99221300 | MAGNA1 40-60 F N 220 1x230V PN6/10 | BA | 3219 | 1609.5
99221325 | MAGNA1 40-120 F N 250 1x230V PN6/10 | BA | 4782 | 2391
99221361 | MAGNA1 50-120 F N 280 1x230V PN6/10 | BA | 6242 | 3121
99411150 | ALPHA2 25-60 130 1X230V 50HZ 6H | DD | 836 | 459.8
99411175 | ALPHA2 25-60 180 1X230V 50HZ 6H | DD | 836 | 459.8
99411287 | ALPHA2 25-60 N 130 1X230V 50HZ 6H | DF | 1289 | 708.95
99411424 | ALPHA2 25-60 N 180 1X230V 50HZ 6H | DF | 1289 | 708.95
99649135 | DUAL UPS20-60 N 1X240V 50HZ STD+COVER | DF | 5085 | 2796.75
99649141 | DUAL UPS32-80 N 1X240V 50HZ STD+COVER | DF | 6869 | 3777.95
99649142 | DUAL UPS20-60 N 1X240V 50HZ DLX+COVER | DF | 6373 | 3505.15
99649155 | DUAL UPS32-80 N 1X240V 50HZ DLX+COVER | DF | 8217 | 4519.35
99726689 | HWC- DUAL MAGNA3 25-60 N 1x230V 50Hz | BB | 10176 | 5088
99726690 | HWC- DUAL MAGNA3 25-120 N 1x230V 50Hz | BB | 12047 | 6023.5
99726691 | HWC- DUAL MAGNA3 32-60 N 1x230V 50Hz | BB | 12623 | 6311.5
99726692 | HWC- DUAL MAGNA3 32-120 N 1x230V 50Hz | BB | 13992 | 6996

## Costing Template (hidden)
Reference | SKU | Name | Qty | Unit Nett | IP-56 Nett | Support Bar SKU | Support Bar Nett (x2) | Spring SKU | Seismic Spring (x4) | DT nett | Unit Cost | Total Cost | Unit Sell | Total Sell | Margin | 0.815

## NK Pricing (hidden)
SKU | Name | Quote # | Quote Name | Quote Date | DT | IP Rating | Unit | Base | Springs | Spring QTY | Total Cost | Sell Price | Margin
93055672 | NK 125-180/166 | 1007528826 | Sydney Biomedical Accelerator | 2024-05-24 | Y |  | 6346.96 | 643.75 | 148.75 | 4 | 7585.71 | 9307.6196 | 0.815 | 5331.255
|  | 1007528826 | Sydney Biomedical Accelerator | 2024-05-24 | N |  | 6000.39 | 643.75 | 148.75 | 4 | 7239.14 | 8882.3804
|  | 1007364439 | Ipswich Hospital | 2024-03-12 | Y |  | 5740.86 | 643.75 | 148.75 | 4 | 6979.61 | 8563.9387
|  | 1007903185 | Baxter Chilled Water Upgrade | 2024-11-13 | Y |  | 5768.25 | 656.56 | 133.25 | 4 | 6957.81 | 8537.1902
92775911 | NK 100-180/167 | 1007528826 | Sydney Biomedical Accelerator | 2024-05-24 | N |  | 5188.49 | 628.75 | 57.75 | 4 | 6048.24 | 7421.1534 |  | 4522.915
|  | 1007395137 | Noosa Hotel | 2024-03-25 | N |  | 5073 | 1000 | 131.25 | 6 | 6860.5 | 8417.7914
92776056 | NK 150-380/350 | 1007528826 | Sydney Biomedical Accelerator | 2024-05-24 | Y |  | 16279.93 | 1050 | 148.75 | 4 | 17924.93 | 21993.7791 |  | 12566.255
|  | 1007377895 | Westfield Parramatta | 2024-03-18 | N |  | 14324.2 | 1050 | 148.75 | 6 | 16266.7 | 19959.1411
|  | 1007320496 | Redcliffe Hospital | 2024-02-22 | Y |  | 16029.26 | 1050 | 148.75 | 6 | 17971.76 | 22051.2393
|  | 1007589574 | TPCH | 2024-06-20 | Y |  | 15791.07 | 1050 | 148.75 | 4 | 17436.07 | 21393.9509
|  | 1007816507 | MEL12 | 2024-10-04 | N |  | 14741.2 | 1301.95 | 151.71 | 4 | 16649.99 | 20429.4356
92775845 | NK 65-225/232 | 1007528826 | Sydney Biomedical Accelerator | 2024-05-24 | N |  | 6059.46 | 650 | 148.75 | 4 | 7304.46 | 8962.5276 |  | 5421.16
|  | 1007395137 | Noosa Hotel | 2024-03-25 | Y |  | 6624.47 | 1000 | 131.25 | 6 | 8411.97 | 10321.4356
92775868 | NK 80-180/172 | 1007528826 | Sydney Biomedical Accelerator | 2024-05-24 | Y |  | 4518.3 | 636.25 | 57.75 | 4 | 5385.55 | 6608.0368 |  | 3548.845
|  | 1007394704 | Bundaberg Hospital | 2024-03-25 | N |  | 3698.65 | 623.75 | 57.75 | 4 | 4553.4 | 5586.9939
|  | 1008060801 | TRI Stage 2 | 2025-02-04 | Y | 55 | 4253.54 | 648.92 | 133.86 | 4 | 5437.9 | 6672.2699
|  | 1008060993 | TRI Stage 2 | 2025-02-04 | Y | 56 | 4335.06 | 648.92 | 133.86 | 4 | 5519.42 | 6772.2945
92775925 | NK 100-225/215 | 1007541813 | Towoomba Hospital | 2024-05-30 | N |  | 10928.7 | 800 | 148.75 | 4 | 12323.7 | 15121.1043 |  | 8852.49
|  | 1007394704 | Bundaberg Hospital | 2024-03-25 | Y |  | 11737.29 | 800 | 148.75 | 4 | 13132.29 | 16113.2393
92776315 | NK 125-380/405 | 1007433753 | 899 Collins St | 2024-04-11 | N |  | 17071.12 | 1010 | 148.75 | 6 | 18973.62 | 23280.5153 |  | 11869.91
|  | 1007463845 | Logan Hospital | 2024-04-24 | Y |  | 15338.89 | 1050 | 148.75 | 6 | 17281.39 | 21204.1595
|  | 1007586374 | D&C Hospital Brisbane | 2024-06-19 | Y |  | 15016.86 | 1050 | 57.75 | 4 | 16297.86 | 19997.3742
92775926 | NK 100-225/197 | 1007589574 | TPCH | 2024-06-20 | Y |  | 10722.23 | 755 | 148.75 | 4 | 12072.23 | 14812.5521 |  | 8235.485
|  | 1007423760 | QUT | 2024-04-08 | N |  | 12552.44 | 781.5 | 148.75 | 4 | 13928.94 | 17090.7239
92776317 | NK 125-380/360 | 1007589574 | TPCH | 2024-06-20 | N |  | 13457.4 | 755 | 148.75 | 4 | 14807.4 | 18168.589 |  | 11265.66
|  | 1007595706 | QEII | 2024-06-24 | N |  | 13344.71 | 791 | 148.75 | 4 | 14730.71 | 18074.4908
92775867 | NK 80-180/174 | 1007423760 | QUT | 2024-04-08 | N |  | 4821.56 | 629 | 148.75 | 4 | 6045.56 | 7417.865 |  | 4169.18
|  | 1007528826 | Sydney Biomedical Accelerator | 2024-05-24 | N |  | 4818.76 | 636.25 | 57.75 | 4 | 5686.01 | 6976.6994
|  | 1007595706 | QEII | 2024-06-24 | Y |  | 4517.12 | 791 | 148.75 | 4 | 5903.12 | 7243.092
|  | 1008060801 | TRI Stage 2 | 2025-02-04 | Y | 55 | 4910.44 | 520.16 | 133.86 | 4 | 5966.04 | 7320.2945
|  | 1008060801 | TRI Stage 2 | 2025-02-04 | Y | 56 | 4991.96 | 520.16 | 133.86 | 4 | 6047.56 | 7420.319
92775927 | NK 100-225/185 | 1007528826 | Sydney Biomedical Accelerator | 2024-05-24 | N |  | 6945.71 | 677.5 | 148.75 | 4 | 8218.21 | 10083.6933 |  | 6211.61
|  | 1007595706 | QEII | 2024-06-24 | Y |  | 6826.14 | 791 | 148.75 | 4 | 8212.14 | 10076.2454
|  | 1007423760 | QUT | 2024-04-08 | N |  | 6949.75 | 677.5 | 148.75 | 4 | 8222.25 | 10088.6503
92775946 | NK 100-350/326 | 1007595706 | QEII | 2024-06-24 | N |  | 6253.88 | 791 | 148.75 | 4 | 7639.88 | 9374.0859 |  | 6067
|  | 1007687288 | Redcliffe Hospital | 2024-08-05 | N |  | 6253.88 | 982.46 | 152.03 | 4 | 7844.46 | 9625.1043
93055792 | NK 200-300/288 | 1007687288 | Redcliffe Hospital | 2024-08-05 | N |  | 13018.15 | 817.64 | 152.03 | 4 | 14443.91 | 17722.589 |  | 10919.31
93055858 | NK 200-350/260 | 1007687288 | Redcliffe Hospital | 2024-08-05 | y |  | 11295.36 | 817.64 | 152.03 | 4 | 12721.12 | 15608.7362 |  | 10374.57
93055631 | NK 150-380/350 | 1007687288 | Redcliffe Hospital | 2024-08-05 | Y |  | 15687.18 | 1121.76 | 152.03 | 6 | 17721.12 | 21743.7055 |  | 12566.255
93055747 | NK 50-280/219 | 1007713247 | Brisbane Plant Replacement | 2024-08-19 | N |  | 8494.83 | 531 | 68.5 | 4 | 9299.83 | 11410.8344 |  | 4888.07 | 4888.07
93030798 | NK 125-350/289 | 1007713247 | Brisbane Plant Replacement | 2024-08-19 | N |  | 11103.85 | 832 | 155.7 | 4 | 12558.65 | 15409.3865 |  | 6382.69 | 6382.69
93055686 | NK 125-380/360 | 1007713247 | Brisbane Plant Replacement | 2024-08-19 | N |  | 22515.79 | 1142 | 176.46 | 6 | 24716.55 | 30327.0552 |  | 11265.66 | 11265.66
93055520 | NK 80-350/271 | 1007713247 | Brisbane Plant Replacement | 2024-08-19 | N |  | 8734.17 | 531 | 68.5 | 4 | 9539.17 | 11704.5031 |  | 5016.97 | 5016.97
|  | 1008072834 | 90 Crown St | 2025-02-09 | N | 55 | 5584 | 662.95 | 133.86 | 4 | 6782.39 | 8321.9509
|  | 1008072834 | 90 Crown St | 2025-02-09 | Y | 55 | 6084 | 662.95 | 133.86 | 4 | 7282.39 | 8935.4479
93055661 | NK 100-380/390 | 1007713247 | Brisbane Plant Replacement | 2024-08-19 | N |  | 17952.85 | 1142 | 176.46 | 6 | 20153.61 | 24728.3558 |  | 8635.04 | 8635.04
92776322 | NK 125-380/333 | 1007716372 | Bond University | 2024-08-20 | Y |  | 9948.43 | 1195.59 | 176.46 | 6 | 12202.78 | 14972.7362 |  | 9776.645
|  | 1007463845 | Logan Hospital | 2024-04-24 | N |  | 12753.13 | 1050 | 148.75 | 6 | 14695.63 | 18031.4479
93056070 | NK 125-350/319 | 1007719264 | Atlassian | 2024-08-22 | Y |  | 8499.46 | 817.64 | 152.03 | 4 | 9925.22 | 12178.184 |  | 7449.64
|  | 1008030596 | Metro West - Burwood North | 2025-01-21 | N | 55 | 7648.02 | 777.68 | 151.71 | 4 | 9032.54 | 11082.8712
93055999 | NK 80-350/299 | 1007719264 | Atlassian | 2024-08-23 | Y |  | 5860.91 | 664.34 | 152.03 | 4 | 7133.37 | 8752.6012 |  | 5186.005
93055965 | NK 80-180/172 | 1007719264 | Atlassian | 2024-08-24 | Y |  | 4304.69 | 605.57 | 152.03 | 4 | 5518.38 | 6771.0184 |  | 3548.845
93055546 | NK 100-225/172 | 1007719264 | Atlassian | 2024-08-25 | Y |  | 5446.36 | 817.64 | 152.03 | 4 | 6872.12 | 8432.0491 |  | 5825.435
93056108 | NK 150-350/318-314 | 1007719264 | Atlassian | 2024-08-26 | N |  | 11932.8 | 817.64 | 152.03 | 4 | 13358.56 | 16390.8712 |  | 9948.85
93056071 | NK 125-350/289 | 1007719264 | Atlassian | 2024-08-27 | N |  | 7179.84 | 817.64 | 152.03 | 4 | 8605.6 | 10559.0184 |  | 6382.69
93056157 | NK 100-380/367 | 1007719264 | Atlassian | 2024-08-28 | N |  | 10176.47 | 817.64 | 152.03 | 4 | 11602.23 | 14235.865 |  | 8293.15
93055564 | NK 100-350/326 | 1007719264 | Atlassian | 2024-08-29 | Y |  | 5628.57 | 817.64 | 152.03 | 4 | 7054.33 | 8655.6196 |  | 6067
93055923 | NK 65-180/169 | 1007719264 | Atlassian | 2024-08-30 | N |  | 3669.05 | 605.57 | 133.84 | 4 | 4809.98 | 5901.816 |  | 3250.535
93055450 | NK 65-180/154 | 1007719264 | Atlassian | 2024-08-31 | N |  | 2371.75 | 637.52 | 59.02 | 4 | 3245.35 | 3982.0245 |  | 2725.595
92776275 | NK 100-380/367 |  | Visy | 2024-02-21 | N |  | 9340 | 817.64 | 152.03 | 4 | 10765.76 | 13209.5215 |  | 8293.15
|  | 1008030596 | Metro West - Burwood North | 2025-01-21 | Y | 55 | 8954.62 | 815.92 | 151.71 | 4 | 14730.71 | 18074.4908
93053105 | NK 80-350/328 | 1007748820 | Windsor Medical Centre | 2024-09-04 | Y |  | 5709.29 | 980.39 | 151.71 | 4 | 7296.52 | 8952.7853 |  | 5611.79
|  | 1008008615 | GU N34 & N44 | 2025-01-10 | Y | 56 | 6235.75 | 981.49 | 151.71 | 4 | 7824.08 | 9600.0982
|  | 1008060801 | TRI Stage 2 | 2025-02-04 | Y | 55 | 6433.44 | 648.92 | 133.86 | 4 | 7617.8 | 9346.9939
|  | 1008060993 | TRI Stage 2 | 2025-02-04 | Y | 56 | 6542.7 | 648.91 | 133.86 | 4 | 7727.05 | 9481.0429
92775827 | NK 50-350/340-336 | 1007748820 | Windsor Medical Centre | 2024-09-05 | Y |  | 4894.32 | 980.4 | 151.71 | 4 | 6481.56 | 7952.8344 |  | 4809.14
92776041 | NK 150-350/294 | 1007801318 | Brisbane CBD Project | 2024-09-27 | N |  | 9629.48 | 1528.81 | 151.71 | 4 | 11765.13 | 14435.7423 |  | 9101.895
92776276 | NK 100-380/341 | 1007801318 | Brisbane CBD Project | 2024-09-27 | Y |  | 6780.48 | 1015.62 | 151.71 | 4 | 8402.94 | 10310.3558 |  | 7177.535
92775902 | NK 80-350/299 | 1007801318 | Brisbane CBD Project | 2024-09-29 | N |  | 4626.1 | 715.21 | 133.86 | 4 | 5876.75 | 7210.7362 |  | 5186.005
92775880 | NK 80-225/183 | 1007813843 | DLR SY14 | 2024-10-03 | Y |  | 6135.3 | 980.39 | 151.71 | 4 | 7722.53 | 9475.4969 |  | 5635.1
|  | 1008027134 | Erina Fair | 2025-01-19 | Y | 55 | 6140.47 | 980.4 | 151.71 | 4 | 7727.71 | 9481.8528
93055430 | NK 50-225/172 | 1007956737 | Windsor Medical Centre | 2024-12-06 | Y |  | 3648.9 | 662.95 | 133.86 | 4 | 4847.29 | 5947.5951 |  | 3376.07
93055650 | NK 32-180/177 | 1007956737 | Windsor Medical Centre | 2024-12-06 | Y |  | 2615.53 | 647.65 | 58.9 | 4 | 3498.78 | 4292.9816 |  | 2418.3
93053375 | NK 100-280/215 | 1007987319 | Caboolture Admin | 2024-12-23 | Y |  | 4963 | 641.24 | 58.9 | 4 | 5839.84 | 7165.4479
93226247 | NK 125-320/248 | 1007999915 | UQ Commerce Hill | 2025-01-07 | Y |  | 5987.5 | 981.5 | 151.71 | 4 | 7575.84 | 9295.5092
93053308 | NK 100-225/235 | 1007999915 | UQ Commerce Hill | 2025-01-07 | Y |  | 4020.5 | 905.12 | 151.71 | 4 | 5532.46 | 6788.2945 |  | 3748.31
55 | NK 150-360/302-296 | 1007999915 | UQ Commerce Hill | 2025-01-07 | Y |  | 12496.5 | 1040 | 151.71 | 4 | 14143.34 | 17353.7914
|  | 1008088759 | Mounties | 2025-02-17 | Y | 55 | 10727.55 | 1302.04 | 151.71 | 6 | 12939.85 | 15877.1166
93053436 | NK 100-350/308 | 1007999915 | UQ Commerce Hill | 2025-01-07 | Y |  | 6334.5 | 981.5 | 151.71 | 4 | 7922.84 | 9721.2761 |  | 5880.52
|  | 1007378231 | Mt Gravatt Cinemas | 2024-03-18 | Y |  | 6829.09 | 1000 | 148.75 | 4 | 8424.09 | 10336.3067
93053635 | NK 125-350/333-329 | 1007999915 | UQ Commerce Hill | 2025-01-07 | N |  | 10430.5 | 1040 | 151.71 | 4 | 12077.34 | 14818.8221
93053416 | NK 100-350/326 | 1007999915 | UQ Commerce Hill | 2025-01-07 | N |  | 6150.5 | 981.5 | 151.71 | 4 | 7738.84 | 9495.5092 |  | 6067
|  | 1008088759 | Mounties | 2025-02-17 | N | 55 | 6417.56 | 658.04 | 151.71 | 4 | 7682.44 | 9426.3067
93052969 | NK 65-280/270 | 1008015251 | Caboolture Admin | 2025-01-14 | Y | 55 | 3572 | 636.35 | 58.9 | 4 | 4443.95 | 5452.6994 |  | 3264.19
93053023 | NK 80-225/205 | 1008015251 | Caboolture Admin | 2025-01-14 | N | 55 | 3374.5 | 636.34 | 58.9 | 4 | 4246.44 | 5210.3558 |  | 8156.57 | 8156.57
93053636 | NK 125-350/276 | 1008027134 | Erina Fair | 2025-01-19 | N | 55 | 6431.28 | 734.33 | 151.71 | 4 | 7772.45 | 9536.7485 |  | 6258.855
93055390 | NK 40-180/176 | 1008030596 | Metro West - Burwood North | 2025-01-21 | Y | 55 | 3354.84 | 604.3 | 58.9 | 4 | 4194.74 | 5146.9202 |  | 3073.74
93053107 | NK 80-350/299 | 1008043385 | 450 Queen St | 2025-01-26 | Y | 55 | 5386.66 | 1015.62 | 151.71 | 4 | 7009.12 | 8600.1472 |  | 5186.005
93053509 | NK 125-225/223 | 1008043385 | 450 Queen St | 2025-01-26 | N | 55 | 4996.6 | 1015.62 | 151.71 | 4 | 6619.06 | 8121.546 |  | 4860.675
|  | 1007378231 | Mt Gravatt Cinemas | 2024-03-18 | N | 55 | 5275.36 | 1000 | 148.75 | 6 | 7167.86 | 8794.9202
93053373 | NK 100-280/240 | 1008043385 | 450 Queen St | 2025-01-26 | N | 55 | 5216.36 | 1015.62 | 151.71 | 4 | 6838.82 | 8391.1902
93053438 | NK 100-350/290 | 1008043385 | 450 Queen St | 2025-01-26 | N | 55 | 5554 | 1015.64 | 151.71 | 4 | 7176.48 | 8805.4969 |  | 5402.72
93052879 | NK 50-350/304 | 1008060801 | TRI Stage 2 | 2025-02-04 | Y | 55 | 4950.14 | 942.14 | 133.86 | 4 | 6427.72 | 7886.773 |  | 4190.24
|  | 1008060993 | TRI Stage 2 | 2025-02-04 | Y | 56 | 5010.84 | 648.92 | 133.86 | 4 | 6195.2 | 7601.4724
93052609 | NK 40-180/155 | 1008060801 | TRI Stage 2 | 2025-02-04 | Y | 55 | 3112.45 | 942.14 | 133.86 | 4 | 4590.03 | 5631.9387 |  | 2467.19
|  | 1008060993 | TRI Stage 2 | 2025-02-04 | Y | 56 | 3183.16 | 942.14 | 133.86 | 4 | 4660.74 | 5718.6994
93055519 | NK 80-350/299 | 1008072834 | 90 Crown St | 2025-02-09 | N | 55 | 5100.5 | 662.94 | 133.86 | 4 | 6298.88 | 7728.6871 |  | 5186.005
93054075 | NK 125-380/333 | 1008088759 | Mounties | 2025-02-17 | Y | 55 | 10832.8 | 1302.04 | 128.37 | 4 | 12648.32 | 15519.411 |  | 9776.645
93053982 | NK 100-380/426 | 1008088759 | Mounties | 2025-02-17 | N | 55 | 6497.3 | 815.93 | 151.71 | 4 | 7920.07 | 9717.8773 |  | 11298.82 | 11298.82

## Seismic Springs (hidden)
Type | Max Load kg | Static Deflection | Spring Constant kg/mm | Stripe 1 | Stripe 2 | Part Number | Net price | Quoted Net Cost |  | CSM/CLM/CWM Technical Datasheet
CSM-9 | 10 | 33 | 0.3 | Yellow | -
CSM-10 | 15 | 33 | 0.45 | Brown | - | 92958833 | $68.50 |  | Spring Calculation
CSM-11 | 30 | 33 | 0.9 | Blue | - | 92926537 | $68.50 |  | Actual Intertia Base Weight | 1632
CSM-12 | 50 | 28 | 1.8 | Black | - | 92926485 | $68.50 |  | Spring Qty | 6
CSM-13 | 75 | 25 | 3 | Red | - | 92958789 | $68.50 |  | Static Deflection | 25mm
CSM-14 | 125 | 25 | 5 | Green | - | 92932672 | $68.50 |  | Spring Load | 272
CSM-16 | 175 | 20 | 8.8 | Grey | - | 92932673 | $68.50
CSM-17 | 200 | 15 | 13.3 | Orange | - | 91338157 | $68.50
CLM-89 | 10 | 40 | 0.3 | White | -
CLM-90 | 20 | 38 | 0.5 | Violet | -
CLM-91 | 35 | 35 | 1 | Violet | Black
CLM-92 | 50 | 33 | 1.5 | Yellow | - | 91338013 | $155.70
CLM-93 | 100 | 33 | 3 | Brown | - | 91338014 | $155.70
CLM-94 | 150 | 30 | 5 | Blue | - | 91338015 | $155.70
CLM-95 | 200 | 30 | 6.7 | Black | - | 91338016 | $155.70 | 134.14
CLM-96 | 250 | 28 | 8.9 | Red | - | 91338017 | $155.70
CLM-97 | 300 | 28 | 10.7 | Green | - | 91338018 | $176.46 | 152.03
CLM-98 | 400 | 25 | 16 | Grey | - | 91338019 | $176.46
CLM-99 | 550 | 23 | 23.9 | Orange | - | 91338020 | $176.46
CLM-100 | 650 | 20 | 32.5 | Orange | Black | 91338021 | $176.46 | 830.4
|  |  |  | Outer | Inner
CWM-423 | 300 | 33 | 9.1 | Black | Yellow
CWM-425 | 380 | 30 | 12.7 | Black | Red
CWM-1000 | 450 | 25 | 18 | Green | -
CWM-1021 | 480 | 25 | 19.2 | Green | Black
CWM-1023 | 510 | 25 | 20.4 | Green | Yellow
CWM-1024 | 550 | 25 | 22 | Green | Green
CWM-1025 | 580 | 25 | 23.2 | Green | Red
CWM-1026 | 690 | 25 | 27.6 | Green | White
CWM-1600 | 775 | 25 | 31 | Grey | -
CWM-1622 | 820 | 25 | 32.8 | Grey | Blue
CWM-1624 | 875 | 25 | 35 | Grey | Green
CWM-1626 | 1000 | 25 | 40 | Grey | White
CWM-1627 | 1100 | 25 | 44 | Grey | Orange
CWM-1628 | 1150 | 24 | 47.9 | Grey | Grey
CWM-1731 | 1275 | 20 | 63.8 | Orange | Grey/Yellow
CWDM-33 | 50 | 50 | 1 | White |  | 93176730 | $288.58 |  |  | CWDM/CDM Technical Datasheet
CWDM-34 | 75 | 50 | 1.5 | Violet |  | 93176746 | $288.58
CWDM-35 | 110 | 50 | 2.2 | Yellow |  | 93176748 | $288.58
CWDM-36 | 150 | 50 | 3 | Brown |  | 93176749 | $288.58
CWDM-37 | 200 | 50 | 4 | Orange |  | 93176761 | $288.58
CWDM-38 | 250 | 50 | 5 | Orange | Black | 93176760 | $288.58
CWDM-39 | 350 | 40 | 8.8 | Orange | Green | 93176762 | $288.58
|  |  |  | Outer | Inner
CDM-50 | 65 | 50 | 1.3 | Blue
CDM-51 | 125 | 50 | 2.5 | Black
CDM-510 | 195 | 50 | 3.9 | Black | Blue
CDM-52 | 225 | 50 | 4.5 | Red
CDM-520 | 295 | 50 | 5.9 | Red | Blue
CDM-521 | 350 | 50 | 7 | Red | Black
CDM-53 | 450 | 50 | 9 | Green
CDM-530 | 520 | 50 | 10.4 | Green | Blue
CDM-531 | 575 | 50 | 11.5 | Green | Black
CDM-532 | 700 | 50 | 14 | Green | Red
CDM-55 | 650 | 50 | 13 | Grey
CDM-551 | 775 | 50 | 15.5 | Grey | Black
CDM-552 | 900 | 50 | 18 | Grey | Red
CDM-553 | 1000 | 50 | 20 | Grey | Green
CDM-553 | 1000 | 50 | 20 | Grey | Green

## Seismic Springs 2025
Part Number | Description | Max Load (Kg) | Static Deflection (mm) | Spring Constant | Stripe 1 | Stripe 2 | List | Unit Nett | 4x Spring Cost | CSM/CLM/CWM Technical Datasheet
| CSM-9 | 10 | 33 | 0.3 | Yellow | - |  |  |  |  | Spring | Part Number | Description | Max Load (Kg) | Static Deflection (mm) | Spring Constant | Stripe 1 | Stripe 2 | Unit Cost | 4x Spring Cost
92958833 | CSM-10 | 15 | 33 | 0.45 | Brown | - | 102 | 66.3 | 265.2 |  | 92932672-CSM14-125 | 92932672 | CSM-14 | 125 | 25 | 5 | Green | - | 59.52 | 238.08
92926537 | CSM-11 | 30 | 33 | 0.9 | Blue | - | 102 | 66.3 | 265.2 |  | 92932673-CSM16-175 | 92932673 | CSM-16 | 175 | 20 | 8.8 | Grey | - | 59.52 | 238.08
92926485 | CSM-12 | 50 | 28 | 1.8 | Black | - | 102 | 66.3 | 265.2 |  | 91338157-CSM17-200 | 91338157 | CSM-17 | 200 | 15 | 13.3 | Orange | - | 59.52 | 238.08
92958789 | CSM-13 | 75 | 25 | 3 | Red | - | 102 | 66.3 | 265.2 |  | 91338016-CLM96-250 | 91338016 | CLM-96 | 250 | 28 | 8.9 | Red | - | 135.26 | 541.04
92932672 | CSM-14 | 125 | 25 | 5 | Green | - | 102 | 66.3 | 265.2 |  | 91338018-CLM97-300 | 91338018 | CLM-97 | 300 | 28 | 10.7 | Green | - | 170.3 | 613.2
92932673 | CSM-16 | 175 | 20 | 8.8 | Grey | - | 102 | 66.3 | 265.2 |  | 91338019-CLM98-400 | 91338019 | CLM-98 | 400 | 25 | 16 | Grey | - | 170.3 | 613.2
91338157 | CSM-17 | 200 | 15 | 13.3 | Orange | - | 102 | 66.3 | 265.2 |  | 91338020-CLM99-550 | 91338020 | CLM-99 | 550 | 23 | 23.9 | Orange | - | 170.3 | 613.2
| CLM-89 | 10 | 40 | 0.3 | White | - |  |  |  |  | 91338021-CLM100-650 | 91338021 | CLM-100 | 650 | 20 | 32.5 | Orange | Black | 170.3 | 613.2
| CLM-90 | 20 | 38 | 0.5 | Violet | -
| CLM-91 | 35 | 35 | 1 | Violet | Black
91338013 | CLM-92 | 50 | 33 | 1.5 | Yellow | - | 205.94
91338014 | CLM-93 | 100 | 33 | 3 | Brown | - | 205.94 | 135.26 | 541.04 | 123.6
91338015 | CLM-94 | 150 | 30 | 5 | Blue | - | 205.94 | 135.26 | 541.04 | 494.4
91338016 | CLM-95 | 200 | 30 | 6.7 | Black | - | 205.94 | 135.26 | 541.04
91338017 | CLM-96 | 250 | 28 | 8.9 | Red | - |  | 135.26 | 541.04 |  |  | Spring Calculation
91338018 | CLM-97 | 300 | 28 | 10.7 | Green | - |  | 170.3 | 681.2 |  |  | Actual Intertia Base Weight | 1632
91338019 | CLM-98 | 400 | 25 | 16 | Grey | - |  | 170.3 | 681.2 |  |  | Spring Qty | 6
91338020 | CLM-99 | 550 | 23 | 23.9 | Orange | - | 233.4 | 170.3 | 681.2 |  |  | Static Deflection | 25mm
91338021 | CLM-100 | 650 | 20 | 32.5 | Orange | Black | 233.4 | 170.3 | 681.2 | 8938 |  | Spring Load | 272
[5 empty] | Outer | Inner
| CWM-423 | 300 | 33 | 9.1 | Black | Yellow |  |  |  | 5254
| CWM-425 | 380 | 30 | 12.7 | Black | Red
| CWM-1000 | 450 | 25 | 18 | Green | - |  |  |  | 3684
| CWM-1021 | 480 | 25 | 19.2 | Green | Black
| CWM-1023 | 510 | 25 | 20.4 | Green | Yellow
| CWM-1024 | 550 | 25 | 22 | Green | Green | [8 empty] | CSM-14 | 125 | 93176749 | CWDM-36 | 150 | 50 | $288.58
| CWM-1025 | 580 | 25 | 23.2 | Green | Red | [8 empty] | CSM-16 | 175 | 93176761 | CWDM-37 | 200 | 50 | $288.59
| CWM-1026 | 690 | 25 | 27.6 | Green | White | [8 empty] | CSM-17 | 200 | 93176761 | CWDM-37 | 200 | 50 | $288.60
| CWM-1600 | 775 | 25 | 31 | Grey | - | [8 empty] | CLM-96 | 250 | 93176760 | CWDM-38 | 250 | 50 | $288.61
| CWM-1622 | 820 | 25 | 32.8 | Grey | Blue |  | 693.55 | 2774.2 | [5 empty] | CLM-97 | 300 | 93176762 | CDM-521 | 350 | 50 | 668.94
| CWM-1624 | 875 | 25 | 35 | Grey | Green | [8 empty] | CLM-98 | 400 |  | CDM-53 | 450 | 50 | 668.94
| CWM-1626 | 1000 | 25 | 40 | Grey | White | [8 empty] | CLM-99 | 550 |  | CDM-531 | 575 | 50 | 717.41
| CWM-1627 | 1100 | 25 | 44 | Grey | Orange | [8 empty] | CLM-100 | 650 |  | CDM-55 | 650 | 50 | 717.41
| CWM-1628 | 1150 | 24 | 47.9 | Grey | Grey
| CWM-1731 | 1275 | 20 | 63.8 | Orange | Grey/Yellow
93176730 | CWDM-33 | 50 | 50 | 1 | White |  |  | $288.58 | 1154.32 | CWDM/CDM Technical Datasheet
93176746 | CWDM-34 | 75 | 50 | 1.5 | Violet |  |  | $288.58 | 1154.32
93176748 | CWDM-35 | 110 | 50 | 2.2 | Yellow |  |  | $288.58 | 1154.32
93176749 | CWDM-36 | 150 | 50 | 3 | Brown |  |  | $288.58 | 1154.32
93176761 | CWDM-37 | 200 | 50 | 4 | Orange |  |  | $288.58 | 1154.32
93176760 | CWDM-38 | 250 | 50 | 5 | Orange | Black |  | $288.58 | 1154.32
93176762 | CWDM-39 | 350 | 40 | 8.8 | Orange | Green |  | $288.58 | 1154.32
[5 empty] | Outer | Inner
| CDM-50 | 65 | 50 | 1.3 | Blue
| CDM-51 | 125 | 50 | 2.5 | Black
| CDM-510 | 195 | 50 | 3.9 | Black | Blue
| CDM-52 | 225 | 50 | 4.5 | Red
| CDM-520 | 295 | 50 | 5.9 | Red | Blue
|  |  |  | 7 | Red | Black
| CDM-53 | 450 | 50 | 9 | Green |  |  | 668.94 | 2675.76
99227705 | CDM-530 | 520 | 50 | 10.4 | Green | Blue |  | 629 | 2516
| CDM-531 | 575 | 50 | 11.5 | Green | Black |  | 717.41 | 2869.64
| CDM-55 | 650 | 50 | 13 | Grey
| CDM-532 | 700 | 50 | 14 | Green | Red
CDM-551 | CDM-551 | 775 | 50 | 15.5 | Grey | Black |  | 800
| CDM-552 | 900 | 50 | 18 | Grey | Red
| CDM-553 | 1000 | 50 | 20 | Grey | Green

## Rubber Mounts
Sku | Item Descr. | Static Deflection | Unit Nett
92859753 | RUBBER MOUNT NR1 BLUE (17KG) EMBELTON | 5mm | 11.83 | Datasheet
92907385 | RUBBER MOUNT NR1 WHITE (25KG) EMBELTON | 5mm | 11.83
92996501 | RUBBER MOUNT NR1 YELLOW (80KG) EMBELTON | 5mm | 11.83
93035837 | RUBBER MOUNT NR2 RED(100KG) |  | 15.25
| RUBBER MOUNT NR1 RED (40KG) EMBELTON | 5mm
| RUBBER MOUNT NR1 GREEN (55KG) EMBELTON | 5mm
284.76

## Crossbars
Part Number | Description | Unit Nett
93209230 | SPRING MOUNT CROSSBAR 366MM FRAME | 142.38
93232240 | SPRING MOUNT CROSSBAR 462MM FRAME | 142.38
92948830 | SPRING MOUNT CROSSBAR 512MM BASE | 142.38
93002398 | SPRING MOUNT CROSSBAR 576MM BASE (CSM) | 142.38

## Inertia Base Models
| Part Number | Length | Width | Height | Spring Mount | Weight | Cost Price | 15% GM
1-151-800-630-125 | 98336369 | 800 | 630 | 125 | 75 | 151 | 565.52 | 665.3176 | 800 x 630 x 125
2-317-1100-800-150 | 92513065 | 1100 | 800 | 150 | 75 | 317 | 610.6 | 718.3529 | 1100 x 800 x 150
3-461-1200-800-200 | 98327389 | 1200 | 800 | 200 | 75 | 461 | 663.42 | 780.4941 | 1200 x 800 x 200
4-648-1500-800-225 | 99051550 | 1500 | 800 | 225 | 75 | 648 | 741.99 | 872.9294 | 1500 x 800 x 225
5-972-1500-900-300 | 98299752 | 1500 | 900 | 300 | 75 | 972 | 824.44 | 969.9294 | 1500 x 900 x 300
6-1512-2100-1000-300 | TBA | 2100 | 1000 | 300 | 75 | 1512 |  |  | 2100 x 1000 x 300
7-246-950-720-150 | 98327382 | 950 | 720 | 150 | 75 | 246 | 532.03 |  | 950 x 720 x 150
801.4047

## Inertia Bases 2025
Part number | Correct Weight (kg) | Length | Width | Depth | Mount Height | List Price | Net Cost
97758051 | 194.4 | 600 | 600 | 225 | 90 | 966.95 | 635.08
99102010 | 285.9936 | 620 | 620 | 310 | 75 | 984.6 | 646.67
91338199 | 105 | 700 | 500 | 125 | 75 | 843.39 | 553.92
92526365 | 126 | 700 | 500 | 150 | 75 | 915.95 | 601.58
92584091 | 268.8 | 700 | 800 | 200 | 100 | 972.84 | 638.94
99551448 | 132 | 800 | 550 | 125 | 75 | 1641.68 | 1078.22
98336369 | 151.2 | 800 | 630 | 125 | 75 | 882.63 | 565.52
91338256 | 162 | 900 | 600 | 125 | 75 | 1019.92 | 579.7
91334365 | 162 | 900 | 600 | 125 | 75 | 861.04 | 669.87
98442977 | 217.08 | 900 | 670 | 150 | 75 | 996.38 | 654.41
98327382 | 246.24 | 950 | 720 | 150 | 75 | 810.05 | 532.03
98140864 | 328.32 | 950 | 720 | 200 | 75 | 1092.48 | 717.52
93047735 | 180 | 1000 | 600 | 125 | 75 | 925.78 | 608.04
92630348 | 576 | 1000 | 800 | 300 | 100 | 1084.63 | 712.37
99630573 | 264 | 1100 | 800 | 125 | 75 | 978.73 | 642.81
92513065 | 316.8 | 1100 | 800 | 150 | 75 | 929.69 | 610.6
92909412 | 528 | 1100 | 800 | 250 | 75 | 1098.37 | 721.39
98099213 | 234 | 1200 | 650 | 125 | 75 | 1449.45 | 951.97
91338257 | 280.8 | 1200 | 650 | 150 | 75 | 994.42 | 653.11
99051528 | 302.4 | 1200 | 700 | 150 | 75 | 1019.92 | 669.87
98322098 | 345.6 | 1200 | 800 | 150 | 75 | 998.34 | 655.69
92909349 | 374.4 | 1200 | 650 | 200 | 75 | 986.58 | 647.97
98327389 | 460.8 | 1200 | 800 | 200 | 75 | 1010.1 | 663.42
98412914 | 691.2 | 1200 | 800 | 300 | 75 | 1196.43 | 778.07
99051551 | 360 | 1250 | 800 | 150 | 75 | 1117.98 | 734.28
93000767 | 499.2 | 1300 | 800 | 200 | 75 | 1019.92 | 669.87
92512396 | 561.6 | 1300 | 900 | 200 | 100 | 1508.3 | 990.62
93026537 | 795.6 | 1300 | 850 | 300 | 100 | 1225.86 | 805.13
93000796 | 998.4 | 1300 | 800 | 400 |  | 1602.44 | 1052.46
91338087 | 293.04 | 1320 | 740 | 125 | 75 | 823.78 | 541.04
99051564 | 453.6 | 1350 | 800 | 175 | 75 | 1100.33 | 722.67
99067490 | 1166.4 | 1350 | 900 | 400 | 80 | 1602.44 | 1052.46
98301913 | 302.4 | 1400 | 720 | 125 | 75 | 1004.23 | 659.56
93047546 | 411.6 | 1400 | 700 | 175 | 75 | 1110.13 | 729.11
92513002 | 646.8 | 1400 | 1100 | 175 | 100 | 1655.39 | 1087.05
99051548 | 487.2 | 1450 | 800 | 175 | 75 | 1151.32 | 756.17
99051549 | 556.8 | 1450 | 800 | 200 | 75 | 800.24 | 525.59
99051550 | 648 | 1500 | 800 | 225 | 75 | 1129.74 | 741.99
98565389 | 712.8 | 1500 | 900 | 220 | 75 | 1196.43 | 785.8
98299752 | 972 | 1500 | 900 | 300 | 75 | 1255.27 | 824.44
98565406 | 1296 | 1500 | 900 | 400 | 80 |  | 1249.3
98100247 | 412.92 | 1550 | 740 | 150 | 75 | 1614.2 | 1060.18
93047624 | 691.2 | 1600 | 800 | 225 | 75 | 1184.67 | 785.8
99629821 | 642.6 | 1700 | 900 | 175 | 75 | 1480.84 | 972.6
93369540 | 780.3 | 1700 | 850 | 225 | 75 |  | 859.95
91338088 | 660.96 | 1700 | 810 | 200 | 80 | 833.59 | 547.49
92792038 | 734.4 | 1700 | 900 | 200 | 75 | 1188.58 | 780.65
TBA-4 | 979.2 | 1700 | 1200 | 200 |  |  | 1550
TBA-5 | 864 | 1800 | 800 | 250 |  |  | 1550
TBA-1 | 2188.8 | 1900 | 1200 | 400 |  |  | 1550
TBA-5 | 1368 | 1900 | 1200 | 250 |  |  | 1550
TBA-6 | 912 | 1900 | 800 | 250 |  |  | 1550
TBA-7 | 1764 | 2100 | 1400 | 250 |  |  | 1550
TBA-2 | 2217.6 | 2200 | 1400 | 300 |  |  | 1550
TBA-3 | 2073.6 | 2400 | 1200 | 300 |  |  | 1550
TBA-9 | 1080 | 1800 | 1000 | 250 |  |  | 1550

## NBG Duties
SKU | Name | Flow (L/s) | Head (kPa) | SKU
99796410 | Grundfos NBG 50-32-200/176 4kW 2P | 1.9 | 300 | 99796410
99801285 | Grundfos NBG 65-40-315/283 3kW 4P | 2.48 | 225 | 99801285
99801276 | Grundfos NBG 50-32-200/216 1.1kW 4P | 2.7 | 150 | 99801276 | https://product-selection.grundfos.com/au/products/nbg-nbge/nbg/nbg-80-65-160175-99801305
99796410 | Grundfos NBG 50-32-200/176 4kW 2P | 3 | 300 | 99796410
99796411 | Grundfos NBG 50-32-200/190 5.5kW 2P | 3.27 | 400 | 99796411
99801277 | Grundfos NBG 50-32-200/219 1.5kW 4P | 3.29 | 152 | 99801277
99801285 | Grundfos NBG 65-40-315/283 3kW 4P | 3.3 | 200 | 99801285
99796410 | Grundfos NBG 50-32-200/176 4kW 2P | 3.3 | 300 | 99796410
99796411 | Grundfos NBG 50-32-200/190 5.5kW 2P | 3.3 | 400 | 99796411
99801297 | Grundfos NBG 80-50-250/263 4kW 4P | 3.4 | 100 | 99801297
99801101 | Grundfos NBG 80-65-160/177 15kW 2P | 3.44 | 50 | 99801101
99801100 | Grundfos NBG 80-65-160/167 11kW 2P | 3.7 | 300 | 99801100
99801287 | Grundfos NBG 65-40-315/334 5.5kW 4P | 4 | 350 | 99801287
99796411 | Grundfos NBG 50-32-200/190 5.5kW 2P | 4 | 370 | 99796411
99796408 | Grundfos NBG 50-32-160/163 4kW 2P | 4.04 | 250 | 99796408
99796407 | Grundfos NBG 50-32-160/151 3kW 2P | 4.07 | 240 | 99796407
99796410 | Grundfos NBG 50-32-200/176 4kW 2P | 4.2 | 300 | 99796410
99796407 | Grundfos NBG 50-32-160/151 3kW 2P | 4.2 | 450 | 99796407
99801276 | Grundfos NBG 50-32-200/216 1.1kW 4P | 4.3 | 130 | 99801276
99796409 | Grundfos NBG 50-32-160/177 5.5kW 2P | 4.6 | 300 | 99796409
99796407 | Grundfos NBG 50-32-160/151 3kW 2P | 4.65 | 250 | 99796407
99796407 | Grundfos NBG 50-32-160/151 3kW 2P | 4.67 | 250 | 99796407
99796406 | Grundfos NBG 50-32-160/139 2.2kW 2P | 4.8 | 180 | 99796406
99796409 | Grundfos NBG 50-32-160/177 5.5kW 2P | 4.8 | 400 | 99796409
99796407 | Grundfos NBG 50-32-160/151 3kW 2P | 4.9 | 250 | 99796407
99796409 | Grundfos NBG 50-32-160/177 5.5kW 2P | 4.9 | 300 | 99796409
99796406 | Grundfos NBG 50-32-160/139 2.2kW 2P | 5 | 180 | 99796406
99796408 | Grundfos NBG 50-32-160/163 4kW 2P | 5 | 280 | 99796408
99796410 | Grundfos NBG 50-32-200/176 4kW 2P | 5.13 | 300 | 99796410
99801280 | Grundfos NBG 65-40-200/217 1.5kW 4P | 5.17 | 120 | 99801280
99801279 | Grundfos NBG 65-40-200/198 1.1kW 4P | 5.2 | 100 | 99801279
99801279 | Grundfos NBG 65-40-200/198 1.1kW 4P | 5.2 | 100 | 99801279
99796406 | Grundfos NBG 50-32-160/139 2.2kW 2P | 5.25 | 200 | 99796406
99796407 | Grundfos NBG 50-32-160/151 3kW 2P | 5.25 | 200 | 99796407
99796407 | Grundfos NBG 50-32-160/151 3kW 2P | 5.25 | 250 | 99796407
99796409 | Grundfos NBG 50-32-160/177 5.5kW 2P | 5.3 | 325 | 99796409
99796409 | Grundfos NBG 50-32-160/177 5.5kW 2P | 5.49 | 280 | 99796409
99801279 | Grundfos NBG 65-40-200/198 1.1kW 4P | 5.5 | 100 | 99801279
99796407 | Grundfos NBG 50-32-160/151 3kW 2P | 5.5 | 200 | 99796407
99801283 | Grundfos NBG 65-40-250/242 2.2kW 4P | 5.6 | 150 | 99801283
99801284 | Grundfos NBG 65-40-250/260 3kW 4P | 5.6 | 175 | 99801284
99801279 | Grundfos NBG 65-40-200/198 1.1kW 4P | 5.8 | 100 | 99801279
99796409 | Grundfos NBG 50-32-160/177 5.5kW 2P | 5.86 | 280 | 99796409
99796407 | Grundfos NBG 50-32-160/151 3kW 2P | 5.93 | 205 | 99796407
99796407 | Grundfos NBG 50-32-160/151 3kW 2P | 5.97 | 250 | 99796407
99801287 | Grundfos NBG 65-40-315/334 5.5kW 4P | 5.98 | 250 | 99801287
99796406 | Grundfos NBG 50-32-160/139 2.2kW 2P | 6 | 150 | 99796406
99801286 | Grundfos NBG 65-40-315/305 4kW 4P | 6 | 225 | 99801286
99796407 | Grundfos NBG 50-32-160/151 3kW 2P | 6 | 250 | 99796407
99801287 | Grundfos NBG 65-40-315/334 5.5kW 4P | 6 | 250 | 99801287
99796409 | Grundfos NBG 50-32-160/177 5.5kW 2P | 6 | 300 | 99796409
99796409 | Grundfos NBG 50-32-160/177 5.5kW 2P | 6 | 350 | 99796409
99801300 | Grundfos NBG 80-50-315/331 7.5kW 4P | 6 | 350 | 99801300
99796409 | Grundfos NBG 50-32-160/177 5.5kW 2P | 6 | 370 | 99796409
99796407 | Grundfos NBG 50-32-160/151 3kW 2P | 6.2 | 210 | 99796407
99796410 | Grundfos NBG 50-32-200/176 4kW 2P | 6.2 | 300 | 99796410
99796409 | Grundfos NBG 50-32-160/177 5.5kW 2P | 6.55 | 300 | 99796409
99796408 | Grundfos NBG 50-32-160/163 4kW 2P | 6.6 | 250 | 99796408
99796412 | Grundfos NBG 50-32-200/206 7.5kW 2P | 6.72 | 350 | 99796412
99796407 | Grundfos NBG 50-32-160/151 3kW 2P | 6.72 | 450 | 99796407
99796412 | Grundfos NBG 50-32-200/206 7.5kW 2P | 6.8 | 450 | 99796412
99796413 | Grundfos NBG 50-32-200/219 11kW 2P | 6.83 | 567.6 | 99796413
99796409 | Grundfos NBG 50-32-160/177 5.5kW 2P | 6.9 | 310 | 99796409
99796409 | Grundfos NBG 50-32-160/177 5.5kW 2P | 7 | 300 | 99796409
99796409 | Grundfos NBG 50-32-160/177 5.5kW 2P | 7 | 350 | 99796409
99801294 | Grundfos NBG 80-50-200/219 3kW 4P | 7.11 | 120 | 99801294
99801294 | Grundfos NBG 80-50-200/219 3kW 4P | 7.12 | 123 | 99801294
99796409 | Grundfos NBG 50-32-160/177 5.5kW 2P | 7.12 | 307 | 99796409
99796408 | Grundfos NBG 50-32-160/163 4kW 2P | 7.17 | 250 | 99796408
99801284 | Grundfos NBG 65-40-250/260 3kW 4P | 7.2 | 200 | 99801284
99796408 | Grundfos NBG 50-32-160/163 4kW 2P | 7.2 | 250 | 99796408
99801299 | Grundfos NBG 80-50-315/303 5.5kW 4P | 7.2 | 300 | 99801299
99801280 | Grundfos NBG 65-40-200/217 1.5kW 4P | 7.21 | 125 | 99801280
99801283 | Grundfos NBG 65-40-250/245 2.2kW 4P | 7.27 | 150 | 99801283
99801283 | Grundfos NBG 65-40-250/242 2.2kW 4P | 7.27 | 150 | 99801283
99796427 | Grundfos NBG 65-50-160/144 4kW 2P | 7.3 | 250 | 99796427
99796409 | Grundfos NBG 50-32-160/177 5.5kW 2P | 7.4 | 300 | 99796409
99796409 | Grundfos NBG 50-32-160/177 5.5kW 2P | 7.4 | 350 | 99796409
99801294 | Grundfos NBG 80-50-200/219 3kW 4P | 7.44 | 123 | 99801294
99796409 | Grundfos NBG 50-32-160/177 5.5kW 2P | 7.44 | 307 | 99796409
99801280 | Grundfos NBG 65-40-200/217 1.5kW 4P | 7.5 | 110 | 99801280
99801298 | Grundfos NBG 80-50-315/277 4kW 4P | 7.5 | 220 | 99801298
99796408 | Grundfos NBG 50-32-160/163 4kW 2P | 7.5 | 225 | 99796408
99796408 | Grundfos NBG 50-32-160/163 4kW 2P | 7.5 | 250 | 99796408
99801299 | Grundfos NBG 80-50-315/303 5.5kW 4P | 7.5 | 250 | 99801299
99796409 | Grundfos NBG 50-32-160/177 5.5kW 2P | 7.66 | 350 | 99796409
99801300 | Grundfos NBG 80-50-315/331 7.5kW 4P | 7.66 | 350 | 99801300
99796413 | Grundfos NBG 50-32-200/219 11kW 2P | 7.8 | 500 | 99796413
99801293 | Grundfos NBG 80-50-200/210 2.2kW 4P | 7.91 | 108 | 99801293
99801296 | Grundfos NBG 80-50-250/241 3kW 4P | 7.91 | 147 | 99801296
99796408 | Grundfos NBG 50-32-160/163 4kW 2P | 8 | 250 | 99796408
99796408 | Grundfos NBG 50-32-160/163 4kW 2P | 8 | 270 | 99796408
99796409 | Grundfos NBG 50-32-160/177 5.5kW 2P | 8 | 300 | 99796409
99801100 | Grundfos NBG 80-65-160/167 11kW 2P | 8 | 300 | 99801100
99801082 | Grundfos NBG 65-50-160/172 7.5kW 2P | 8 | 300 | 99801082
99796409 | Grundfos NBG 50-32-160/177 5.5kW 2P | 8 | 340 | 99796409
99801300 | Grundfos NBG 80-50-315/331 7.5kW 4P | 8 | 345 | 99801300
99796419 | Grundfos NBG 65-40-250/230 15kW 2P | 8 | 600 | 99796419
99796409 | Grundfos NBG 50-32-160/177 5.5kW 2P | 8.01 | 350 | 99796409
99801081 | Grundfos NBG 65-50-160/158 5.5kW 2P | 8.2 | 250 | 99801081
99796412 | Grundfos NBG 50-32-200/206 7.5kW 2P | 8.2 | 450 | 99796412
99801294 | Grundfos NBG 80-50-200/219 3kW 4P | 8.3 | 150 | 99801294
99796409 | Grundfos NBG 50-32-160/177 5.5kW 2P | 8.34 | 335 | 99796409
99796413 | Grundfos NBG 50-32-200/219 11kW 2P | 8.37 | 515 | 99796413
99796409 | Grundfos NBG 50-32-160/177 5.5kW 2P | 8.39 | 285 | 99796409
99801082 | Grundfos NBG 65-50-160/172 7.5kW 2P | 8.4 | 350 | 99801082
99796409 | Grundfos NBG 50-32-160/177 5.5kW 2P | 8.5 | 300 | 99796409
99796414 | Grundfos NBG 65-40-200/172 5.5kW 2P | 8.5 | 300 | 99796414
99801294 | Grundfos NBG 80-50-200/219 3kW 4P | 8.6 | 135 | 99801294
99796414 | Grundfos NBG 65-40-200/172 5.5kW 2P | 8.6 | 260 | 99796414
99796409 | Grundfos NBG 50-32-160/177 5.5kW 2P | 8.6 | 300 | 99796409
99796416 | Grundfos NBG 65-40-200/206 11kW 2P | 8.6 | 400 | 99796416
99796427 | Grundfos NBG 65-50-160/144 4kW 2P | 8.7 | 225 | 99796427
99801082 | Grundfos NBG 65-50-160/172 7.5kW 2P | 8.73 | 350 | 99801082
99796407 | Grundfos NBG 50-32-160/151 3kW 2P | 8.8 | 150 | 99796407
99801294 | Grundfos NBG 80-50-200/219 3kW 4P | 8.8 | 150 | 99801294
99801081 | Grundfos NBG 65-50-160/158 5.5kW 2P | 8.9 | 257 | 99801081
99801089 | Grundfos NBG 80-50-250/205 15kW 2P | 8.96 | 250 | 99801089
99801296 | Grundfos NBG 80-50-250/241 3kW 4P | 9 | 150 | 99801296
99796427 | Grundfos NBG 65-50-160/144 4kW 2P | 9 | 200 | 99796427
99796427 | Grundfos NBG 65-50-160/144 4kW 2P | 9 | 225 | 99796427
99796408 | Grundfos NBG 50-32-160/163 4kW 2P | 9 | 250 | 99796408
99801299 | Grundfos NBG 80-50-315/303 5.5kW 4P | 9 | 250 | 99801299
99801299 | Grundfos NBG 80-50-315/303 5.5kW 4P | 9 | 250 | 99801299
99796409 | Grundfos NBG 50-32-160/177 5.5kW 2P | 9 | 300 | 99796409
99801082 | Grundfos NBG 65-50-160/172 7.5kW 2P | 9 | 380 | 99801082
99801301 | Grundfos NBG 80-50-315/344 11kW 4P | 9 | 380 | 99801301
99796409 | Grundfos NBG 50-32-160/177 5.5kW 2P | 9.018 | 300 | 99796409
99801081 | Grundfos NBG 65-50-160/158 5.5kW 2P | 9.16 | 280 | 99801081
99796415 | Grundfos NBG 65-40-200/188 7.5kW 2P | 9.27 | 400 | 99796415
99801296 | Grundfos NBG 80-50-250/241 3kW 4P | 9.3 | 150 | 99801296
99796414 | Grundfos NBG 65-40-200/172 5.5kW 2P | 9.3 | 250 | 99796414
99796409 | Grundfos NBG 50-32-160/177 5.5kW 2P | 9.3 | 300 | 99796409
99796427 | Grundfos NBG 65-50-160/144 4kW 2P | 9.4 | 200 | 99796427
99796414 | Grundfos NBG 65-40-200/172 5.5kW 2P | 9.4 | 250 | 99796414
99796427 | Grundfos NBG 65-50-160/144 4kW 2P | 9.4 | 250 | 99796427
99796414 | Grundfos NBG 65-40-200/172 5.5kW 2P | 9.4 | 280 | 99796414
99796414 | Grundfos NBG 65-40-200/172 5.5kW 2P | 9.4 | 300 | 99796414
99801300 | Grundfos NBG 80-50-315/331 7.5kW 4P | 9.5 | 300 | 99801300
99801082 | Grundfos NBG 65-50-160/172 7.5kW 2P | 9.5 | 400 | 99801082
99801081 | Grundfos NBG 65-50-160/158 5.5kW 2P | 9.6 | 250 | 99801081
99801081 | Grundfos NBG 65-50-160/158 5.5kW 2P | 9.6 | 250 | 99801081
99796414 | Grundfos NBG 65-40-200/172 5.5kW 2P | 9.6 | 300 | 99796414
99796409 | Grundfos NBG 50-32-160/177 5.5kW 2P | 9.6 | 315 | 99796409
99801082 | Grundfos NBG 65-50-160/172 7.5kW 2P | 9.6 | 315 | 99801082
99796417 | Grundfos NBG 65-40-200/219 15kW 2P | 9.6 | 575 | 99796417
99801082 | Grundfos NBG 65-50-160/172 7.5kW 2P | 9.65 | 300 | 99801082
99801305 | Grundfos NBG 80-65-160/175 1.5kW 4P | 9.8 | 80 | 99801305
99796414 | Grundfos NBG 65-40-200/172 5.5kW 2P | 9.8 | 250 | 99796414
99801081 | Grundfos NBG 65-50-160/158 5.5kW 2P | 9.8 | 250 | 99801081
99801082 | Grundfos NBG 65-50-160/172 7.5kW 2P | 9.8 | 350 | 99801082
99801301 | Grundfos NBG 80-50-315/344 11kW 4P | 9.8 | 350 | 99801301
99796414 | Grundfos NBG 65-40-200/172 5.5kW 2P | 9.9 | 250 | 99796414
99801081 | Grundfos NBG 65-50-160/158 5.5kW 2P | 9.9 | 285 | 99801081
99801293 | Grundfos NBG 80-50-200/210 2.2kW 4P | 9.95 | 125 | 99801293
99801081 | Grundfos NBG 65-50-160/158 5.5kW 2P | 10 | 250 | 99801081
99801081 | Grundfos NBG 65-50-160/158 5.5kW 2P | 10 | 250 | 99801081
99801300 | Grundfos NBG 80-50-315/331 7.5kW 4P | 10 | 300 | 99801300
99801083 | Grundfos NBG 65-50-160/177 11kW 2P | 10 | 400 | 99801083
99796416 | Grundfos NBG 65-40-200/206 11kW 2P | 10 | 400 | 99796416
99796413 | Grundfos NBG 50-32-200/219 11kW 2P | 10 | 475 | 99796413
99796417 | Grundfos NBG 65-40-200/219 15kW 2P | 10 | 550 | 99796417
99796427 | Grundfos NBG 65-50-160/144 4kW 2P | 10.1 | 215 | 99796427
99796414 | Grundfos NBG 65-40-200/172 5.5kW 2P | 10.18 | 300 | 99796414
99801308 | Grundfos NBG 100-65-200/189 2.2kW 4P | 10.4 | 100 | 99801308
99801313 | Grundfos NBG 100-65-250/254 5.5kW 4P | 10.45 | 200 | 99801313
99796427 | Grundfos NBG 65-50-160/144 4kW 2P | 10.45 | 200 | 99796427
99796427 | Grundfos NBG 65-50-160/144 4kW 2P | 10.5 | 190 | 99796427
99801083 | Grundfos NBG 65-50-160/177 11kW 2P | 10.5 | 190 | 99801083
99801297 | Grundfos NBG 80-50-250/263 4kW 4P | 10.5 | 190 | 99801297
99801081 | Grundfos NBG 65-50-160/158 5.5kW 2P | 10.5 | 220 | 99801081
99801300 | Grundfos NBG 80-50-315/331 7.5kW 4P | 10.5 | 300 | 99801300
99801082 | Grundfos NBG 65-50-160/172 7.5kW 2P | 10.5 | 350 | 99801082
99801083 | Grundfos NBG 65-50-160/177 11kW 2P | 10.5 | 400 | 99801083
99801296 | Grundfos NBG 80-50-250/241 3kW 4P | 10.58 | 150 | 99801296
99801296 | Grundfos NBG 80-50-250/241 3kW 4P | 10.58 | 150 | 99801296
99801083 | Grundfos NBG 65-50-160/177 11kW 2P | 10.67 | 400 | 99801083
99796416 | Grundfos NBG 65-40-200/206 11kW 2P | 10.67 | 400 | 99796416
99796414 | Grundfos NBG 65-40-200/172 5.5kW 2P | 10.7 | 250 | 99796414
99801082 | Grundfos NBG 65-50-160/172 7.5kW 2P | 10.72 | 350 | 99801082
99801082 | Grundfos NBG 65-50-160/172 7.5kW 2P | 10.79 | 300 | 99801082
99801082 | Grundfos NBG 65-50-160/172 7.5kW 2P | 10.8 | 300 | 99801082
99801082 | Grundfos NBG 65-50-160/172 7.5kW 2P | 10.8 | 350 | 99801082
99801301 | Grundfos NBG 80-50-315/344 11kW 4P | 10.8 | 350 | 99801301
99796427 | Grundfos NBG 65-50-160/144 4kW 2P | 10.85 | 200 | 99796427
99796427 | Grundfos NBG 65-50-160/144 4kW 2P | 10.85 | 200 | 99796427
99801297 | Grundfos NBG 80-50-250/263 4kW 4P | 10.9 | 150 | 99801297
99801296 | Grundfos NBG 80-50-250/241 3kW 4P | 10.9 | 155 | 99801296
99801293 | Grundfos NBG 80-50-200/210 2.2kW 4P | 11 | 100 | 99801293
99801098 | Grundfos NBG 80-65-160/136 5.5kW 2P | 11 | 225 | 99801098
99801081 | Grundfos NBG 65-50-160/158 5.5kW 2P | 11 | 250 | 99801081
99801082 | Grundfos NBG 65-50-160/172 7.5kW 2P | 11 | 350 | 99801082
99796417 | Grundfos NBG 65-40-200/219 15kW 2P | 11 | 500 | 99796417
99801082 | Grundfos NBG 65-50-160/172 7.5kW 2P | 11.14 | 300 | 99801082
99801082 | Grundfos NBG 65-50-160/172 7.5kW 2P | 11.2 | 300 | 99801082
99801082 | Grundfos NBG 65-50-160/172 7.5kW 2P | 11.2 | 300 | 99801082
99801293 | Grundfos NBG 80-50-200/210 2.2kW 4P | 11.3 | 110 | 99801293
99801296 | Grundfos NBG 80-50-250/241 3kW 4P | 11.3 | 150 | 99801296
99801081 | Grundfos NBG 65-50-160/158 5.5kW 2P | 11.34 | 280 | 99801081
99801081 | Grundfos NBG 65-50-160/158 5.5kW 2P | 11.34 | 280 | 99801081
99801099 | Grundfos NBG 80-65-160/150 7.5kW 2P | 11.4 | 250 | 99801099
99801082 | Grundfos NBG 65-50-160/172 7.5kW 2P | 11.44 | 300 | 99801082
99796427 | Grundfos NBG 65-50-160/144 4kW 2P | 11.54 | 220 | 99796427
99801098 | Grundfos NBG 80-65-160/136 5.5kW 2P | 11.54 | 220 | 99801098
99801310 | Grundfos NBG 100-65-200/219 4kW 4P | 11.55 | 126 | 99801310
99801098 | Grundfos NBG 80-65-160/136 5.5kW 2P | 11.55 | 191 | 99801098
99796416 | Grundfos NBG 65-40-200/206 11kW 2P | 11.6 | 400 | 99796416
99796427 | Grundfos NBG 65-50-160/144 4kW 2P | 11.63 | 200 | 99796427
99801316 | Grundfos NBG 100-65-315/282 7.5kW 4P | 11.7 | 250 | 99801316
99801081 | Grundfos NBG 65-50-160/158 5.5kW 2P | 11.7 | 250 | 99801081
99801098 | Grundfos NBG 80-65-160/136 5.5kW 2P | 11.75 | 200 | 99801098
99801098 | Grundfos NBG 80-65-160/136 5.5kW 2P | 11.8 | 205 | 99801098
99801293 | Grundfos NBG 80-50-200/210 2.2kW 4P | 11.83 | 110 | 99801293
99801098 | Grundfos NBG 80-65-160/136 5.5kW 2P | 11.89 | 200 | 99801098
99801081 | Grundfos NBG 65-50-160/158 5.5kW 2P | 11.9 | 250 | 99801081
99801082 | Grundfos NBG 65-50-160/172 7.5kW 2P | 11.9 | 300 | 99801082
99801293 | Grundfos NBG 80-50-200/210 2.2kW 4P | 11.94 | 125 | 99801293
99801294 | Grundfos NBG 80-50-200/219 3kW 4P | 12 | 110 | 99801294
99801297 | Grundfos NBG 80-50-250/263 4kW 4P | 12 | 150 | 99801297
99801297 | Grundfos NBG 80-50-250/263 4kW 4P | 12 | 160 | 99801297
99801098 | Grundfos NBG 80-65-160/136 5.5kW 2P | 12 | 193 | 99801098
99801098 | Grundfos NBG 80-65-160/136 5.5kW 2P | 12 | 200 | 99801098
99801081 | Grundfos NBG 65-50-160/158 5.5kW 2P | 12 | 250 | 99801081
99801082 | Grundfos NBG 65-50-160/172 7.5kW 2P | 12 | 250 | 99801082
99801082 | Grundfos NBG 65-50-160/172 7.5kW 2P | 12 | 302 | 99801082
99801082 | Grundfos NBG 65-50-160/172 7.5kW 2P | 12 | 350 | 99801082
99796416 | Grundfos NBG 65-40-200/206 11kW 2P | 12 | 400 | 99796416
99796416 | Grundfos NBG 65-40-200/206 11kW 2P | 12 | 450 | 99796416
99801314 | Grundfos NBG 100-65-250/270 7.5kW 4P | 12.04 | 250 | 99801314
99801099 | Grundfos NBG 80-65-160/150 7.5kW 2P | 12.04 | 250 | 99801099
99801297 | Grundfos NBG 80-50-250/263 4kW 4P | 12.05 | 175 | 99801297
99801082 | Grundfos NBG 65-50-160/172 7.5kW 2P | 12.05 | 350 | 99801082
99801082 | Grundfos NBG 65-50-160/172 7.5kW 2P | 12.14 | 300 | 99801082
99796427 | Grundfos NBG 65-50-160/144 4kW 2P | 12.2 | 200 | 99796427
99801081 | Grundfos NBG 65-50-160/158 5.5kW 2P | 12.2 | 220 | 99801081
99801293 | Grundfos NBG 80-50-200/210 2.2kW 4P | 12.4 | 113 | 99801293
99801099 | Grundfos NBG 80-65-160/150 7.5kW 2P | 12.5 | 250 | 99801099
99801082 | Grundfos NBG 65-50-160/172 7.5kW 2P | 12.5 | 300 | 99801082
99801082 | Grundfos NBG 65-50-160/172 7.5kW 2P | 12.51 | 300 | 99801082
99801082 | Grundfos NBG 65-50-160/172 7.5kW 2P | 12.59 | 300 | 99801082
99801082 | Grundfos NBG 65-50-160/172 7.5kW 2P | 12.59 | 300 | 99801082
99801297 | Grundfos NBG 80-50-250/263 4kW 4P | 12.7 | 150 | 99801297
99801099 | Grundfos NBG 80-65-160/150 7.5kW 2P | 12.7 | 250 | 99801099
99801082 | Grundfos NBG 65-50-160/172 7.5kW 2P | 12.7 | 320 | 99801082
99801085 | Grundfos NBG 80-50-200/181 11kW 2P | 12.8 | 370 | 99801085
99801085 | Grundfos NBG 80-50-200/181 11kW 2P | 12.8 | 400 | 99801085
99801098 | Grundfos NBG 80-65-160/136 5.5kW 2P | 13 | 200 | 99801098
99801099 | Grundfos NBG 80-65-160/150 7.5kW 2P | 13 | 250 | 99801099
99801082 | Grundfos NBG 65-50-160/172 7.5kW 2P | 13 | 280 | 99801082
99796416 | Grundfos NBG 65-40-200/206 11kW 2P | 13.03 | 350 | 99796416
99801082 | Grundfos NBG 65-50-160/172 7.5kW 2P | 13.05 | 280 | 99801082
99801314 | Grundfos NBG 100-65-250/270 7.5kW 4P | 13.1 | 225 | 99801314
99801082 | Grundfos NBG 65-50-160/172 7.5kW 2P | 13.1 | 300 | 99801082
99801082 | Grundfos NBG 65-50-160/172 7.5kW 2P | 13.19 | 280 | 99801082
99801314 | Grundfos NBG 100-65-250/270 7.5kW 4P | 13.2 | 250 | 99801314
99801316 | Grundfos NBG 100-65-315/282 7.5kW 4P | 13.2 | 250 | 99801316
99801099 | Grundfos NBG 80-65-160/150 7.5kW 2P | 13.2 | 250 | 99801099
99801083 | Grundfos NBG 65-50-160/177 11kW 2P | 13.2 | 360 | 99801083
99801098 | Grundfos NBG 80-65-160/136 5.5kW 2P | 13.29 | 200 | 99801098
99801309 | Grundfos NBG 100-65-200/205 3kW 4P | 13.4 | 100 | 99801309
99801098 | Grundfos NBG 80-65-160/136 5.5kW 2P | 13.5 | 200 | 99801098
99796416 | Grundfos NBG 65-40-200/206 11kW 2P | 13.6 | 350 | 99796416
99801312 | Grundfos NBG 100-65-250/232 4kW 4P | 13.69 | 150 | 99801312
99801297 | Grundfos NBG 80-50-250/263 4kW 4P | 13.7 | 155 | 99801297
99801082 | Grundfos NBG 65-50-160/172 7.5kW 2P | 13.7 | 350 | 99801082
99796416 | Grundfos NBG 65-40-200/206 11kW 2P | 13.7 | 390 | 99796416
99801085 | Grundfos NBG 80-50-200/181 11kW 2P | 13.7 | 390 | 99801085
99801100 | Grundfos NBG 80-65-160/167 11kW 2P | 13.71 | 350 | 99801100
99796417 | Grundfos NBG 65-40-200/219 15kW 2P | 13.9 | 350 | 99796417
99801082 | Grundfos NBG 65-50-160/172 7.5kW 2P | 13.9 | 350 | 99801082
99796417 | Grundfos NBG 65-40-200/219 15kW 2P | 13.9 | 450 | 99796417
99796420 | Grundfos NBG 65-40-250/245 18.5kW 2P | 13.9 | 650 | 99796420
99801082 | Grundfos NBG 65-50-160/172 7.5kW 2P | 13.91 | 300 | 99801082
99801294 | Grundfos NBG 80-50-200/219 3kW 4P | 13.95 | 125 | 99801294
99801313 | Grundfos NBG 100-65-250/254 5.5kW 4P | 13.96 | 175 | 99801313
99801100 | Grundfos NBG 80-65-160/167 11kW 2P | 13.96 | 350 | 99801100
99801297 | Grundfos NBG 80-50-250/263 4kW 4P | 14 | 150 | 99801297
99801312 | Grundfos NBG 100-65-250/232 4kW 4P | 14 | 150 | 99801312
99801082 | Grundfos NBG 65-50-160/172 7.5kW 2P | 14 | 300 | 99801082
99801100 | Grundfos NBG 80-65-160/167 11kW 2P | 14 | 300 | 99801100
99801100 | Grundfos NBG 80-65-160/167 11kW 2P | 14 | 310 | 99801100
99801085 | Grundfos NBG 80-50-200/181 11kW 2P | 14 | 380 | 99801085
99801313 | Grundfos NBG 100-65-250/254 5.5kW 4P | 14.1 | 200 | 99801313
99801085 | Grundfos NBG 80-50-200/181 11kW 2P | 14.15 | 350 | 99801085
99801313 | Grundfos NBG 100-65-250/254 5.5kW 4P | 14.2 | 152 | 99801313
99801310 | Grundfos NBG 100-65-200/219 4kW 4P | 14.3 | 150 | 99801310
99801082 | Grundfos NBG 65-50-160/172 7.5kW 2P | 14.3 | 300 | 99801082
99801100 | Grundfos NBG 80-65-160/167 11kW 2P | 14.3 | 300 | 99801100
99796416 | Grundfos NBG 65-40-200/206 11kW 2P | 14.3 | 350 | 99796416
99801082 | Grundfos NBG 65-50-160/172 7.5kW 2P | 14.39 | 300 | 99801082
99801313 | Grundfos NBG 100-65-250/254 5.5kW 4P | 14.5 | 205 | 99801313
99801317 | Grundfos NBG 100-65-315/314 11kW 4P | 14.5 | 265 | 99801317
99801099 | Grundfos NBG 80-65-160/150 7.5kW 2P | 14.5 | 265 | 99801099
99801082 | Grundfos NBG 65-50-160/172 7.5kW 2P | 14.5 | 300 | 99801082
99801099 | Grundfos NBG 80-65-160/150 7.5kW 2P | 14.6 | 250 | 99801099
99801099 | Grundfos NBG 80-65-160/150 7.5kW 2P | 14.6 | 250 | 99801099
99801100 | Grundfos NBG 80-65-160/167 11kW 2P | 14.6 | 350 | 99801100
99796417 | Grundfos NBG 65-40-200/219 15kW 2P | 14.6 | 500 | 99796417
99801099 | Grundfos NBG 80-65-160/150 7.5kW 2P | 14.7 | 250 | 99801099
99801099 | Grundfos NBG 80-65-160/150 7.5kW 2P | 14.7 | 250 | 99801099
99801102 | Grundfos NBG 100-65-200/162 11kW 2P | 14.7 | 300 | 99801102
99801085 | Grundfos NBG 80-50-200/181 11kW 2P | 14.7 | 350 | 99801085
99801100 | Grundfos NBG 80-65-160/167 11kW 2P | 14.8 | 350 | 99801100
99801085 | Grundfos NBG 80-50-200/181 11kW 2P | 14.8 | 400 | 99801085
99801098 | Grundfos NBG 80-65-160/136 5.5kW 2P | 14.9 | 200 | 99801098
99801317 | Grundfos NBG 100-65-315/314 11kW 4P | 14.9 | 300 | 99801317
99801082 | Grundfos NBG 65-50-160/172 7.5kW 2P | 14.9 | 300 | 99801082
99801320 | Grundfos NBG 100-80-160/149 1.1kW 4P | 15 | 50 | 99801320
99801310 | Grundfos NBG 100-65-200/219 4kW 4P | 15 | 150 | 99801310
99801098 | Grundfos NBG 80-65-160/136 5.5kW 2P | 15 | 200 | 99801098
99801316 | Grundfos NBG 100-65-315/282 7.5kW 4P | 15 | 225 | 99801316
99801098 | Grundfos NBG 80-65-160/136 5.5kW 2P | 15 | 225 | 99801098
99801099 | Grundfos NBG 80-65-160/150 7.5kW 2P | 15 | 250 | 99801099
99801102 | Grundfos NBG 100-65-200/162 11kW 2P | 15 | 300 | 99801102
99801317 | Grundfos NBG 100-65-315/314 11kW 4P | 15 | 300 | 99801317
99801082 | Grundfos NBG 65-50-160/172 7.5kW 2P | 15 | 300 | 99801082
99801083 | Grundfos NBG 65-50-160/177 11kW 2P | 15 | 300 | 99801083
99801100 | Grundfos NBG 80-65-160/167 11kW 2P | 15 | 350 | 99801100
99801085 | Grundfos NBG 80-50-200/181 11kW 2P | 15 | 360 | 99801085
99796417 | Grundfos NBG 65-40-200/219 15kW 2P | 15 | 480 | 99796417
99801087 | Grundfos NBG 80-50-200/210 18.5kW 2P | 15 | 480 | 99801087
99801317 | Grundfos NBG 100-65-315/314 11kW 4P | 15.2 | 300 | 99801317
99801099 | Grundfos NBG 80-65-160/150 7.5kW 2P | 15.29 | 250 | 99801099
99801099 | Grundfos NBG 80-65-160/150 7.5kW 2P | 15.3 | 250 | 99801099
99801100 | Grundfos NBG 80-65-160/167 11kW 2P | 15.4 | 300 | 99801100
99801313 | Grundfos NBG 100-65-250/254 5.5kW 4P | 15.49 | 180 | 99801313
99801099 | Grundfos NBG 80-65-160/150 7.5kW 2P | 15.5 | 250 | 99801099
99801309 | Grundfos NBG 100-65-200/205 3kW 4P | 15.53 | 110 | 99801309
99801099 | Grundfos NBG 80-65-160/150 7.5kW 2P | 15.57 | 250 | 99801099
99801317 | Grundfos NBG 100-65-315/314 11kW 4P | 15.6 | 250 | 99801317
99801099 | Grundfos NBG 80-65-160/150 7.5kW 2P | 15.6 | 250 | 99801099
99801085 | Grundfos NBG 80-50-200/181 11kW 2P | 15.6 | 350 | 99801085
99801099 | Grundfos NBG 80-65-160/150 7.5kW 2P | 15.63 | 250 | 99801099
99801089 | Grundfos NBG 80-50-250/205 15kW 2P | 15.7 | 450 | 99801089
99801317 | Grundfos NBG 100-65-315/314 11kW 4P | 15.9 | 250 | 99801317
99801099 | Grundfos NBG 80-65-160/150 7.5kW 2P | 16 | 250 | 99801099
99801317 | Grundfos NBG 100-65-315/314 11kW 4P | 16 | 290 | 99801317
99801100 | Grundfos NBG 80-65-160/167 11kW 2P | 16 | 290 | 99801100
99801098 | Grundfos NBG 80-65-160/136 5.5kW 2P | 16.1 | 200 | 99801098
99801086 | Grundfos NBG 80-50-200/198 15kW 2P | 16.1 | 450 | 99801086
99801085 | Grundfos NBG 80-50-200/181 11kW 2P | 16.2 | 330 | 99801085
99801086 | Grundfos NBG 80-50-200/198 15kW 2P | 16.3 | 450 | 99801086
99801099 | Grundfos NBG 80-65-160/150 7.5kW 2P | 16.4 | 250 | 99801099
99801313 | Grundfos NBG 100-65-250/254 5.5kW 4P | 16.5 | 150 | 99801313
99801100 | Grundfos NBG 80-65-160/167 11kW 2P | 16.5 | 350 | 99801100
99801101 | Grundfos NBG 80-65-160/177 15kW 2P | 16.5 | 350 | 99801101
99801098 | Grundfos NBG 80-65-160/136 5.5kW 2P | 16.6 | 200 | 99801098
99801313 | Grundfos NBG 100-65-250/254 5.5kW 4P | 16.7 | 150 | 99801313
99801100 | Grundfos NBG 80-65-160/167 11kW 2P | 16.7 | 300 | 99801100
99801310 | Grundfos NBG 100-65-200/219 4kW 4P | 16.74 | 125 | 99801310
99801099 | Grundfos NBG 80-65-160/150 7.5kW 2P | 16.8 | 250 | 99801099
99801101 | Grundfos NBG 80-65-160/177 15kW 2P | 16.9 | 350 | 99801101
99801098 | Grundfos NBG 80-65-160/136 5.5kW 2P | 17 | 188 | 99801098
99801099 | Grundfos NBG 80-65-160/150 7.5kW 2P | 17 | 225 | 99801099
99801100 | Grundfos NBG 80-65-160/167 11kW 2P | 17 | 300 | 99801100
99801085 | Grundfos NBG 80-50-200/181 11kW 2P | 17 | 400 | 99801085
99801100 | Grundfos NBG 80-65-160/167 11kW 2P | 17.1 | 300 | 99801100
99801313 | Grundfos NBG 100-65-250/254 5.5kW 4P | 17.2 | 154 | 99801313
99801100 | Grundfos NBG 80-65-160/167 11kW 2P | 17.24 | 300 | 99801100
99801099 | Grundfos NBG 80-65-160/150 7.5kW 2P | 17.5 | 250 | 99801099
99801100 | Grundfos NBG 80-65-160/167 11kW 2P | 17.51 | 300 | 99801100
99801099 | Grundfos NBG 80-65-160/150 7.5kW 2P | 17.7 | 250 | 99801099
99801309 | Grundfos NBG 100-65-200/205 3kW 4P | 17.9 | 100 | 99801309
99801314 | Grundfos NBG 100-65-250/270 7.5kW 4P | 17.9 | 200 | 99801314
99801100 | Grundfos NBG 80-65-160/167 11kW 2P | 17.9 | 300 | 99801100
99801101 | Grundfos NBG 80-65-160/177 15kW 2P | 17.9 | 400 | 99801101
99801091 | Grundfos NBG 80-50-250/233 22kW 2P | 17.9 | 650 | 99801091
99801336 | Grundfos NBG 125-80-250/225 5.5kW 4P | 18 | 150 | 99801336
99801314 | Grundfos NBG 100-65-250/270 7.5kW 4P | 18 | 200 | 99801314
99801317 | Grundfos NBG 100-65-315/314 11kW 4P | 18 | 300 | 99801317
99801101 | Grundfos NBG 80-65-160/177 15kW 2P | 18.1 | 350 | 99801101
99801100 | Grundfos NBG 80-65-160/167 11kW 2P | 18.38 | 300 | 99801100
99801100 | Grundfos NBG 80-65-160/167 11kW 2P | 18.4 | 300 | 99801100
99801310 | Grundfos NBG 100-65-200/219 4kW 4P | 18.5 | 125 | 99801310
99801086 | Grundfos NBG 80-50-200/198 15kW 2P | 18.7 | 450 | 99801086
99801314 | Grundfos NBG 100-65-250/270 7.5kW 4P | 18.8 | 200 | 99801314
99801099 | Grundfos NBG 80-65-160/150 7.5kW 2P | 18.8 | 250 | 99801099
99801086 | Grundfos NBG 80-50-200/198 15kW 2P | 18.8 | 450 | 99801086
99801100 | Grundfos NBG 80-65-160/167 11kW 2P | 18.9 | 300 | 99801100
99801317 | Grundfos NBG 100-65-315/314 11kW 4P | 19 | 300 | 99801317
99801280 | Grundfos NBG 65-40-200/217 1.5kW 4P | 19 | 300 | 99801280
99801101 | Grundfos NBG 80-65-160/177 15kW 2P | 19 | 400 | 99801101
99801100 | Grundfos NBG 80-65-160/167 11kW 2P | 19.07 | 275 | 99801100
99801086 | Grundfos NBG 80-50-200/198 15kW 2P | 19.1 | 410 | 99801086
99801086 | Grundfos NBG 80-50-200/198 15kW 2P | 19.1 | 475 | 99801086
99801100 | Grundfos NBG 80-65-160/167 11kW 2P | 19.2 | 300 | 99801100
99801101 | Grundfos NBG 80-65-160/177 15kW 2P | 19.2 | 350 | 99801101
99801086 | Grundfos NBG 80-50-200/198 15kW 2P | 19.33 | 400 | 99801086
99801316 | Grundfos NBG 100-65-315/282 7.5kW 4P | 19.4 | 220 | 99801316
99801099 | Grundfos NBG 80-65-160/150 7.5kW 2P | 19.4 | 230 | 99801099
99801336 | Grundfos NBG 125-80-250/225 5.5kW 4P | 19.41 | 150 | 99801336
99801336 | Grundfos NBG 125-80-250/225 5.5kW 4P | 19.41 | 150 | 99801336
99801314 | Grundfos NBG 100-65-250/270 7.5kW 4P | 19.6 | 200 | 99801314
99801101 | Grundfos NBG 80-65-160/177 15kW 2P | 19.8 | 350 | 99801101
99801310 | Grundfos NBG 100-65-200/219 4kW 4P | 19.9 | 120 | 99801310
99801314 | Grundfos NBG 100-65-250/270 7.5kW 4P | 19.9 | 197 | 99801314
99801116 | Grundfos NBG 100-80-160/143 7.5kW 2P | 19.9 | 210 | 99801116
99801310 | Grundfos NBG 100-65-200/219 4kW 4P | 20 | 110 | 99801310
99801310 | Grundfos NBG 100-65-200/219 4kW 4P | 20 | 120 | 99801310
99817805 | Grundfos NBG 125-80-250/247 7.5kW 4P | 20 | 180 | 99817805
99801314 | Grundfos NBG 100-65-250/270 7.5kW 4P | 20 | 200 | 99801314
99801117 | Grundfos NBG 100-80-160/157 11kW 2P | 20 | 200 | 99801117
99801100 | Grundfos NBG 80-65-160/167 11kW 2P | 20 | 250 | 99801100
99801100 | Grundfos NBG 80-65-160/167 11kW 2P | 20 | 300 | 99801100
99801318 | Grundfos NBG 100-65-315/320 15kW 4P | 20 | 310 | 99801318
99801100 | Grundfos NBG 80-65-160/167 11kW 2P | 20 | 310 | 99801100
99801334 | Grundfos NBG 125-80-200/222 7.5kW 4P | 20.33 | 138 | 99801334
99817805 | Grundfos NBG 125-80-250/247 7.5kW 4P | 20.33 | 148 | 99817805
99801100 | Grundfos NBG 80-65-160/167 11kW 2P | 20.5 | 325 | 99801100
99801101 | Grundfos NBG 80-65-160/177 15kW 2P | 20.5 | 350 | 99801101
99817805 | Grundfos NBG 125-80-250/247 7.5kW 4P | 20.57 | 170 | 99817805
99801117 | Grundfos NBG 100-80-160/157 11kW 2P | 20.57 | 240 | 99801117
99801338 | Grundfos NBG 125-80-315/280 11kW 4P | 20.57 | 240 | 99801338
99801100 | Grundfos NBG 80-65-160/167 11kW 2P | 20.8 | 300 | 99801100
99801101 | Grundfos NBG 80-65-160/177 15kW 2P | 20.83 | 350 | 99801101
99801336 | Grundfos NBG 125-80-250/225 5.5kW 4P | 21 | 150 | 99801336
99801100 | Grundfos NBG 80-65-160/167 11kW 2P | 21 | 150 | 99801100
99801314 | Grundfos NBG 100-65-250/270 7.5kW 4P | 21 | 200 | 99801314
99801117 | Grundfos NBG 100-80-160/157 11kW 2P | 21 | 250 | 99801117
99801100 | Grundfos NBG 80-65-160/167 11kW 2P | 21 | 280 | 99801100
99801100 | Grundfos NBG 80-65-160/167 11kW 2P | 21 | 300 | 99801100
99801087 | Grundfos NBG 80-50-200/210 18.5kW 2P | 21 | 450 | 99801087
99801336 | Grundfos NBG 125-80-250/225 5.5kW 4P | 21.09 | 150 | 99801336
99801100 | Grundfos NBG 80-65-160/167 11kW 2P | 21.1 | 300 | 99801100
99801101 | Grundfos NBG 80-65-160/177 15kW 2P | 21.1 | 300 | 99801101
99801116 | Grundfos NBG 100-80-160/143 7.5kW 2P | 21.2 | 200 | 99801116
99801117 | Grundfos NBG 100-80-160/157 11kW 2P | 21.2 | 200 | 99801117
99801099 | Grundfos NBG 80-65-160/150 7.5kW 2P | 21.2 | 200 | 99801099
99801116 | Grundfos NBG 100-80-160/143 7.5kW 2P | 21.2 | 205 | 99801116
99801117 | Grundfos NBG 100-80-160/157 11kW 2P | 21.2 | 250 | 99801117
99801125 | Grundfos NBG 125-80-200/188 30kW 2P | 21.2 | 250 | 99801125
99801116 | Grundfos NBG 100-80-160/143 7.5kW 2P | 21.34 | 200 | 99801116
99801116 | Grundfos NBG 100-80-160/143 7.5kW 2P | 21.34 | 200 | 99801116
99801099 | Grundfos NBG 80-65-160/150 7.5kW 2P | 21.4 | 200 | 99801099
99801317 | Grundfos NBG 100-65-315/314 11kW 4P | 21.4 | 255 | 99801317
99801117 | Grundfos NBG 100-80-160/157 11kW 2P | 21.4 | 255 | 99801117
99801086 | Grundfos NBG 80-50-200/198 15kW 2P | 21.5 | 400 | 99801086
99801117 | Grundfos NBG 100-80-160/157 11kW 2P | 21.53 | 240 | 99801117
99817805 | Grundfos NBG 125-80-250/247 7.5kW 4P | 21.6 | 200 | 99817805
99801100 | Grundfos NBG 80-65-160/167 11kW 2P | 21.8 | 300 | 99801100
99801117 | Grundfos NBG 100-80-160/157 11kW 2P | 21.99 | 250 | 99801117
99801117 | Grundfos NBG 100-80-160/157 11kW 2P | 22 | 250 | 99801117
99801317 | Grundfos NBG 100-65-315/314 11kW 4P | 22 | 260 | 99801317
99801117 | Grundfos NBG 100-80-160/157 11kW 2P | 22 | 260 | 99801117
99801101 | Grundfos NBG 80-65-160/177 15kW 2P | 22 | 340 | 99801101
99801101 | Grundfos NBG 80-65-160/177 15kW 2P | 22 | 350 | 99801101
99801104 | Grundfos NBG 100-65-200/190 18.5kW 2P | 22.04 | 400 | 99801104
99817805 | Grundfos NBG 125-80-250/247 7.5kW 4P | 22.1 | 155 | 99817805
99801336 | Grundfos NBG 125-80-250/225 5.5kW 4P | 22.18 | 150 | 99801336
99801336 | Grundfos NBG 125-80-250/225 5.5kW 4P | 22.18 | 150 | 99801336
99801336 | Grundfos NBG 125-80-250/225 5.5kW 4P | 22.4 | 150 | 99801336
99801086 | Grundfos NBG 80-50-200/198 15kW 2P | 22.4 | 450 | 99801086
99801334 | Grundfos NBG 125-80-200/222 7.5kW 4P | 22.57 | 150 | 99801334
99801117 | Grundfos NBG 100-80-160/157 11kW 2P | 22.6 | 250 | 99801117
99801087 | Grundfos NBG 80-50-200/210 18.5kW 2P | 22.6 | 400 | 99801087
99801116 | Grundfos NBG 100-80-160/143 7.5kW 2P | 22.8 | 200 | 99801116
99801336 | Grundfos NBG 125-80-250/225 5.5kW 4P | 23 | 150 | 99801336
99801117 | Grundfos NBG 100-80-160/157 11kW 2P | 23 | 250 | 99801117
99801100 | Grundfos NBG 80-65-160/167 11kW 2P | 23 | 262 | 99801100
99801103 | Grundfos NBG 100-65-200/177 15kW 2P | 23 | 300 | 99801103
99801344 | Grundfos NBG 125-80-400/397 30kW 4P | 23 | 450 | 99801344
99801087 | Grundfos NBG 80-50-200/210 18.5kW 2P | 23 | 450 | 99801087
99801100 | Grundfos NBG 80-65-160/167 11kW 2P | 23.1 | 300 | 99801100
99801087 | Grundfos NBG 80-50-200/210 18.5kW 2P | 23.1 | 450 | 99801087
99801087 | Grundfos NBG 80-50-200/210 18.5kW 2P | 23.2 | 440 | 99801087
99801086 | Grundfos NBG 80-50-200/198 15kW 2P | 23.3 | 400 | 99801086
99801117 | Grundfos NBG 100-80-160/157 11kW 2P | 23.4 | 250 | 99801117
99801102 | Grundfos NBG 100-65-200/162 11kW 2P | 23.6 | 303 | 99801102
99801086 | Grundfos NBG 80-50-200/198 15kW 2P | 23.6 | 392.2 | 99801086
99801086 | Grundfos NBG 80-50-200/198 15kW 2P | 23.6 | 392.2 | 99801086
99801101 | Grundfos NBG 80-65-160/177 15kW 2P | 23.8 | 350 | 99801101
99801318 | Grundfos NBG 100-65-315/320 15kW 4P | 23.9 | 250 | 99801318
99817787 | Grundfos NBG 100-65-200/217 30kW 2P | 23.93 | 450 | 99817787
99801334 | Grundfos NBG 125-80-200/222 7.5kW 4P | 24 | 150 | 99801334
99801117 | Grundfos NBG 100-80-160/157 11kW 2P | 24 | 250 | 99801117
99801342 | Grundfos NBG 125-80-400/347 18.5kW 4P | 24 | 350 | 99801342
99801101 | Grundfos NBG 80-65-160/177 15kW 2P | 24 | 350 | 99801101
99801104 | Grundfos NBG 100-65-200/190 18.5kW 2P | 24.1 | 342 | 99801104
99801103 | Grundfos NBG 100-65-200/177 15kW 2P | 24.1 | 350 | 99801103
99801337 | Grundfos NBG 125-80-250/270 11kW 4P | 24.2 | 240 | 99801337
99801117 | Grundfos NBG 100-80-160/157 11kW 2P | 24.2 | 250 | 99801117
99801104 | Grundfos NBG 100-65-200/190 18.5kW 2P | 24.21 | 390 | 99801104
99801343 | Grundfos NBG 125-80-400/365 22kW 4P | 24.21 | 390 | 99801343
99801087 | Grundfos NBG 80-50-200/210 18.5kW 2P | 24.21 | 390 | 99801087
99801100 | Grundfos NBG 80-65-160/167 11kW 2P | 24.38 | 290 | 99801100
99801100 | Grundfos NBG 80-65-160/167 11kW 2P | 24.6 | 300 | 99801100
99801118 | Grundfos NBG 100-80-160/173 15kW 2P | 24.65 | 300 | 99801118
99801340 | Grundfos NBG 125-80-315/320 18.5kW 4P | 24.7 | 320 | 99801340
99801354 | Grundfos NBG 125-100-250/245 11kW 4P | 24.8 | 150 | 99801354
99801103 | Grundfos NBG 100-65-200/177 15kW 2P | 24.9 | 300 | 99801103
99796427 | Grundfos NBG 65-50-160/144 4kW 2P | 25 | 220 | 99796427
99801118 | Grundfos NBG 100-80-160/173 15kW 2P | 25 | 300 | 99801118
99801340 | Grundfos NBG 125-80-315/320 18.5kW 4P | 25 | 300 | 99801340
99801103 | Grundfos NBG 100-65-200/177 15kW 2P | 25.3 | 320 | 99801103
99801104 | Grundfos NBG 100-65-200/190 18.5kW 2P | 25.3 | 392.2 | 99801104
99801104 | Grundfos NBG 100-65-200/190 18.5kW 2P | 25.3 | 392.2 | 99801104
99801116 | Grundfos NBG 100-80-160/143 7.5kW 2P | 25.5 | 197 | 99801116
99801116 | Grundfos NBG 100-80-160/143 7.5kW 2P | 25.5 | 200 | 99801116
99801118 | Grundfos NBG 100-80-160/173 15kW 2P | 25.5 | 264 | 99801118
99801104 | Grundfos NBG 100-65-200/190 18.5kW 2P | 25.52 | 400 | 99801104
99801343 | Grundfos NBG 125-80-400/365 22kW 4P | 25.52 | 400 | 99801343
99801103 | Grundfos NBG 100-65-200/177 15kW 2P | 25.6 | 350 | 99801103
99801117 | Grundfos NBG 100-80-160/157 11kW 2P | 25.65 | 230 | 99801117
99801103 | Grundfos NBG 100-65-200/177 15kW 2P | 25.7 | 300 | 99801103
99796412 | Grundfos NBG 50-32-200/206 7.5kW 2P | 25.7 | 450 | 99796412
99801087 | Grundfos NBG 80-50-200/210 18.5kW 2P | 25.7 | 450 | 99801087
99801116 | Grundfos NBG 100-80-160/143 7.5kW 2P | 25.8 | 200 | 99801116
99801117 | Grundfos NBG 100-80-160/157 11kW 2P | 25.9 | 250 | 99801117
99801118 | Grundfos NBG 100-80-160/173 15kW 2P | 25.9 | 264 | 99801118
99801103 | Grundfos NBG 100-65-200/177 15kW 2P | 26 | 300 | 99801103
99817788 | Grundfos NBG 100-80-160/177 18.5kW 2P | 26 | 350 | 99817788
99817788 | Grundfos NBG 100-80-160/177 18.5kW 2P | 26 | 375 | 99817788
99801343 | Grundfos NBG 125-80-400/365 22kW 4P | 26 | 375 | 99801343
99801328 | Grundfos NBG 125-80-160/177 4kW 4P | 26.05 | 80 | 99801328
99801117 | Grundfos NBG 100-80-160/157 11kW 2P | 26.3 | 250 | 99801117
99801103 | Grundfos NBG 100-65-200/177 15kW 2P | 26.3 | 300 | 99801103
99801103 | Grundfos NBG 100-65-200/177 15kW 2P | 26.3 | 350 | 99801103
99801103 | Grundfos NBG 100-65-200/177 15kW 2P | 26.5 | 300 | 99801103
99801103 | Grundfos NBG 100-65-200/177 15kW 2P | 26.5 | 300 | 99801103
99801117 | Grundfos NBG 100-80-160/157 11kW 2P | 26.8 | 220 | 99801117
99801103 | Grundfos NBG 100-65-200/177 15kW 2P | 26.8 | 350 | 99801103
99817805 | Grundfos NBG 125-80-250/247 7.5kW 4P | 27 | 150 | 99817805
99801337 | Grundfos NBG 125-80-250/270 11kW 4P | 27 | 200 | 99801337
99801118 | Grundfos NBG 100-80-160/173 15kW 2P | 27 | 280 | 99801118
99817788 | Grundfos NBG 100-80-160/177 18.5kW 2P | 27 | 350 | 99817788
99801341 | Grundfos NBG 125-80-315/334 22kW 4P | 27 | 350 | 99801341
99801109 | Grundfos NBG 100-65-250/238 37kW 2P | 27 | 690 | 99801109
99801103 | Grundfos NBG 100-65-200/177 15kW 2P | 27.1 | 300 | 99801103
99801340 | Grundfos NBG 125-80-315/320 18.5kW 4P | 27.1 | 300 | 99801340
99801116 | Grundfos NBG 100-80-160/143 7.5kW 2P | 27.3 | 200 | 99801116
99801118 | Grundfos NBG 100-80-160/173 15kW 2P | 27.3 | 251 | 99801118
99801103 | Grundfos NBG 100-65-200/177 15kW 2P | 27.3 | 350 | 99801103
99817788 | Grundfos NBG 100-80-160/177 18.5kW 2P | 27.3 | 350 | 99817788
99801105 | Grundfos NBG 100-65-200/198 22kW 2P | 27.3 | 450 | 99801105
99801118 | Grundfos NBG 100-80-160/173 15kW 2P | 27.8 | 300 | 99801118
99801354 | Grundfos NBG 125-100-250/245 11kW 4P | 28 | 150 | 99801354
99801337 | Grundfos NBG 125-80-250/270 11kW 4P | 28 | 200 | 99801337
99801117 | Grundfos NBG 100-80-160/157 11kW 2P | 28 | 250 | 99801117
99801340 | Grundfos NBG 125-80-315/320 18.5kW 4P | 28 | 300 | 99801340
99817806 | Grundfos NBG 125-100-200/195 5.5kW 4P | 28.06 | 100 | 99817806
99801117 | Grundfos NBG 100-80-160/157 11kW 2P | 28.1 | 250 | 99801117
99801339 | Grundfos NBG 125-80-315/305 15kW 4P | 28.1 | 250 | 99801339
99801103 | Grundfos NBG 100-65-200/177 15kW 2P | 28.3 | 350 | 99801103
99817788 | Grundfos NBG 100-80-160/177 18.5kW 2P | 28.3 | 350 | 99817788
99801081 | Grundfos NBG 65-50-160/158 5.5kW 2P | 28.51 | 250 | 99801081
99817805 | Grundfos NBG 125-80-250/247 7.5kW 4P | 28.6 | 190 | 99817805
99817787 | Grundfos NBG 100-65-200/217 30kW 2P | 28.8 | 450 | 99817787
99801117 | Grundfos NBG 100-80-160/157 11kW 2P | 29 | 200 | 99801117
99801117 | Grundfos NBG 100-80-160/157 11kW 2P | 29 | 250 | 99801117
99801118 | Grundfos NBG 100-80-160/173 15kW 2P | 29 | 265 | 99801118
99801339 | Grundfos NBG 125-80-315/305 15kW 4P | 29 | 265 | 99801339
99801104 | Grundfos NBG 100-65-200/190 18.5kW 2P | 29 | 350 | 99801104
99801118 | Grundfos NBG 100-80-160/173 15kW 2P | 29.1 | 300 | 99801118
99801103 | Grundfos NBG 100-65-200/177 15kW 2P | 29.1 | 310 | 99801103
99801339 | Grundfos NBG 125-80-315/305 15kW 4P | 29.3 | 300 | 99801339
99817805 | Grundfos NBG 125-80-250/247 7.5kW 4P | 29.5 | 150 | 99817805
99801117 | Grundfos NBG 100-80-160/157 11kW 2P | 29.5 | 200 | 99801117
99801337 | Grundfos NBG 125-80-250/270 11kW 4P | 29.7 | 220 | 99801337
99801104 | Grundfos NBG 100-65-200/190 18.5kW 2P | 29.8 | 400 | 99801104
99801104 | Grundfos NBG 100-65-200/190 18.5kW 2P | 29.8 | 405 | 99801104
99801105 | Grundfos NBG 100-65-200/198 22kW 2P | 29.81 | 405 | 99801105
99801337 | Grundfos NBG 125-80-250/270 11kW 4P | 29.9 | 220 | 99801337
99801118 | Grundfos NBG 100-80-160/173 15kW 2P | 29.9 | 300 | 99801118
99801118 | Grundfos NBG 100-80-160/173 15kW 2P | 29.9 | 300 | 99801118
99801119 | Grundfos NBG 125-80-160/147-127 11kW 2P | 30 | 170 | 99801119
99817805 | Grundfos NBG 125-80-250/247 7.5kW 4P | 30 | 170 | 99817805
99801117 | Grundfos NBG 100-80-160/157 11kW 2P | 30 | 200 | 99801117
99801117 | Grundfos NBG 100-80-160/157 11kW 2P | 30 | 200 | 99801117
99801118 | Grundfos NBG 100-80-160/173 15kW 2P | 30 | 300 | 99801118
99801118 | Grundfos NBG 100-80-160/173 15kW 2P | 30 | 300 | 99801118
99801104 | Grundfos NBG 100-65-200/190 18.5kW 2P | 30 | 365 | 99801104
99801105 | Grundfos NBG 100-65-200/198 22kW 2P | 30 | 400 | 99801105
99801105 | Grundfos NBG 100-65-200/198 22kW 2P | 30 | 450 | 99801105
99801118 | Grundfos NBG 100-80-160/173 15kW 2P | 30.4 | 305 | 99801118
99817787 | Grundfos NBG 100-65-200/217 30kW 2P | 30.5 | 520 | 99817787
99801350 | Grundfos NBG 125-100-200/178 4kW 4P | 30.6 | 80 | 99801350
99817788 | Grundfos NBG 100-80-160/177 18.5kW 2P | 30.6 | 350 | 99817788
99801351 | Grundfos NBG 125-100-200/211 7.5kW 4P | 30.8 | 120 | 99801351
99801354 | Grundfos NBG 125-100-250/245 11kW 4P | 30.9 | 130 | 99801354
99801117 | Grundfos NBG 100-80-160/157 11kW 2P | 31 | 200 | 99801117
99801117 | Grundfos NBG 100-80-160/157 11kW 2P | 31 | 250 | 99801117
99801104 | Grundfos NBG 100-65-200/190 18.5kW 2P | 31 | 350 | 99801104
99801105 | Grundfos NBG 100-65-200/198 22kW 2P | 31 | 450 | 99801105
99801344 | Grundfos NBG 125-80-400/397 30kW 4P | 31 | 450 | 99801344
99817787 | Grundfos NBG 100-65-200/217 30kW 2P | 31 | 550 | 99817787
99801375 | Grundfos NBG 150-125-315/317 30kW 4P | 31 | 550 | 99801375
99801339 | Grundfos NBG 125-80-315/305 15kW 4P | 31.1 | 270 | 99801339
99801118 | Grundfos NBG 100-80-160/173 15kW 2P | 31.4 | 300 | 99801118
99801105 | Grundfos NBG 100-65-200/198 22kW 2P | 31.4 | 400 | 99801105
99801103 | Grundfos NBG 100-65-200/177 15kW 2P | 31.5 | 300 | 99801103
99801104 | Grundfos NBG 100-65-200/190 18.5kW 2P | 31.56 | 300 | 99801104
99801341 | Grundfos NBG 125-80-315/334 22kW 4P | 31.56 | 300 | 99801341
99801118 | Grundfos NBG 100-80-160/173 15kW 2P | 31.8 | 250 | 99801118
99801104 | Grundfos NBG 100-65-200/190 18.5kW 2P | 31.8 | 380 | 99801104
99801104 | Grundfos NBG 100-65-200/190 18.5kW 2P | 31.9 | 350 | 99801104
99801117 | Grundfos NBG 100-80-160/157 11kW 2P | 32.1 | 200 | 99801117
99801118 | Grundfos NBG 100-80-160/173 15kW 2P | 32.44 | 265 | 99801118
99801355 | Grundfos NBG 125-100-250/274 15kW 4P | 32.7 | 200 | 99801355
99801117 | Grundfos NBG 100-80-160/157 11kW 2P | 32.8 | 200 | 99801117
99801117 | Grundfos NBG 100-80-160/157 11kW 2P | 32.8 | 216 | 99801117
99801121 | Grundfos NBG 125-80-160/161 18.5kW 2P | 32.9 | 250 | 99801121
99801118 | Grundfos NBG 100-80-160/173 15kW 2P | 33 | 250 | 99801118
99801339 | Grundfos NBG 125-80-315/305 15kW 4P | 33 | 250 | 99801339
99801118 | Grundfos NBG 100-80-160/173 15kW 2P | 33 | 290 | 99801118
99801339 | Grundfos NBG 125-80-315/305 15kW 4P | 33 | 290 | 99801339
99801360 | Grundfos NBG 125-100-400/360 30kW 4P | 33 | 400 | 99801360
99801352 | Grundfos NBG 125-100-200/219 11kW 4P | 33.01 | 150 | 99801352
99801337 | Grundfos NBG 125-80-250/270 11kW 4P | 33.01 | 200 | 99801337
99801118 | Grundfos NBG 100-80-160/173 15kW 2P | 33.1 | 250 | 99801118
99801118 | Grundfos NBG 100-80-160/173 15kW 2P | 33.1 | 260 | 99801118
99801118 | Grundfos NBG 100-80-160/173 15kW 2P | 33.1 | 300 | 99801118
99801105 | Grundfos NBG 100-65-200/198 22kW 2P | 33.1 | 380 | 99801105
99801118 | Grundfos NBG 100-80-160/173 15kW 2P | 33.4 | 265 | 99801118
99801118 | Grundfos NBG 100-80-160/173 15kW 2P | 33.5 | 250 | 99801118
99801339 | Grundfos NBG 125-80-315/305 15kW 4P | 33.5 | 250 | 99801339
99817788 | Grundfos NBG 100-80-160/177 18.5kW 2P | 33.5 | 300 | 99817788
99801354 | Grundfos NBG 125-100-250/245 11kW 4P | 33.6 | 150 | 99801354
99801105 | Grundfos NBG 100-65-200/198 22kW 2P | 33.83 | 430 | 99801105
99801118 | Grundfos NBG 100-80-160/173 15kW 2P | 33.9 | 250 | 99801118
99817788 | Grundfos NBG 100-80-160/177 18.5kW 2P | 33.9 | 350 | 99817788
99801118 | Grundfos NBG 100-80-160/173 15kW 2P | 34 | 250 | 99801118
99801118 | Grundfos NBG 100-80-160/173 15kW 2P | 34 | 260 | 99801118
99801339 | Grundfos NBG 125-80-315/305 15kW 4P | 34 | 260 | 99801339
99801340 | Grundfos NBG 125-80-315/320 18.5kW 4P | 34 | 300 | 99801340
99801125 | Grundfos NBG 125-80-200/188 30kW 2P | 34 | 350 | 99801125
99801120 | Grundfos NBG 125-80-160/151 15kW 2P | 34.1 | 200 | 99801120
99801120 | Grundfos NBG 125-80-160/151 15kW 2P | 34.1 | 250 | 99801120
99801118 | Grundfos NBG 100-80-160/173 15kW 2P | 34.1 | 250 | 99801118
99801121 | Grundfos NBG 125-80-160/161 18.5kW 2P | 34.1 | 250 | 99801121
99817787 | Grundfos NBG 100-65-200/217 30kW 2P | 34.1 | 450 | 99817787
99801344 | Grundfos NBG 125-80-400/397 30kW 4P | 34.1 | 450 | 99801344
99801339 | Grundfos NBG 125-80-315/305 15kW 4P | 34.27 | 270 | 99801339
99817806 | Grundfos NBG 125-100-200/195 5.5kW 4P | 34.3 | 100 | 99817806
99801121 | Grundfos NBG 125-80-160/161 18.5kW 2P | 34.3 | 250 | 99801121
99817806 | Grundfos NBG 125-100-200/195 5.5kW 4P | 34.49 | 105 | 99817806
99801125 | Grundfos NBG 125-80-200/188 30kW 2P | 34.6 | 368 | 99801125
99817787 | Grundfos NBG 100-65-200/217 30kW 2P | 34.7 | 500 | 99817787
99801118 | Grundfos NBG 100-80-160/173 15kW 2P | 34.89 | 285 | 99801118
99801118 | Grundfos NBG 100-80-160/173 15kW 2P | 35 | 250 | 99801118
99817788 | Grundfos NBG 100-80-160/177 18.5kW 2P | 35 | 300 | 99817788
99817788 | Grundfos NBG 100-80-160/177 18.5kW 2P | 35 | 300 | 99817788
99801354 | Grundfos NBG 125-100-250/245 11kW 4P | 35.01 | 150 | 99801354
99817787 | Grundfos NBG 100-65-200/217 30kW 2P | 35.76 | 430 | 99817787
99801354 | Grundfos NBG 125-100-250/245 EUP 11kW 4P | 35.8 | 160 | 99801354
99801120 | Grundfos NBG 125-80-160/151 15kW 2P | 35.8 | 200 | 99801120
99801351 | Grundfos NBG 125-100-200/211 7.5kW 4P | 35.9 | 125 | 99801351
99801340 | Grundfos NBG 125-80-315/320 18.5kW 4P | 36 | 300 | 99801340
99817788 | Grundfos NBG 100-80-160/177 18.5kW 2P | 36 | 320 | 99817788
99817787 | Grundfos NBG 100-65-200/217 30kW 2P | 36 | 450 | 99817787
99801344 | Grundfos NBG 125-80-400/397 30kW 4P | 36 | 450 | 99801344
99801340 | Grundfos NBG 125-80-315/320 18.5kW 4P | 36.1 | 300 | 99801340
99801351 | Grundfos NBG 125-100-200/211 7.5kW 4P | 36.2 | 125 | 99801351
99801354 | Grundfos NBG 125-100-250/245 11kW 4P | 36.2 | 150 | 99801354
99801125 | Grundfos NBG 125-80-200/188 30kW 2P | 36.2 | 350 | 99801125
99801341 | Grundfos NBG 125-80-315/334 22kW 4P | 36.2 | 350 | 99801341
99801111 | Grundfos NBG 100-65-250/269 55kW 2P | 36.2 | 775 | 99801111
99801351 | Grundfos NBG 125-100-200/211 7.5kW 4P | 36.6 | 125 | 99801351
99801111 | Grundfos NBG 100-65-250/269 55kW 2P | 36.6 | 750 | 99801111
99801120 | Grundfos NBG 125-80-160/151 15kW 2P | 36.7 | 220 | 99801120
99817787 | Grundfos NBG 100-65-200/217 30kW 2P | 36.7 | 430 | 99817787
99801120 | Grundfos NBG 125-80-160/151 15kW 2P | 36.8 | 150 | 99801120
99801341 | Grundfos NBG 125-80-315/334 22kW 4P | 36.9 | 345 | 99801341
99801360 | Grundfos NBG 125-100-400/360 30kW 4P | 36.9 | 400 | 99801360
99801125 | Grundfos NBG 125-80-200/188 30kW 2P | 36.9 | 400 | 99801125
99801354 | Grundfos NBG 125-100-250/245 11kW 4P | 37 | 150 | 99801354
99801120 | Grundfos NBG 125-80-160/151 15kW 2P | 37 | 200 | 99801120
99801339 | Grundfos NBG 125-80-315/305 15kW 4P | 37 | 250 | 99801339
99801121 | Grundfos NBG 125-80-160/161 18.5kW 2P | 37 | 250 | 99801121
99801340 | Grundfos NBG 125-80-315/320 18.5kW 4P | 37 | 250 | 99801340
99801125 | Grundfos NBG 125-80-200/188 30kW 2P | 37 | 350 | 99801125
99801125 | Grundfos NBG 125-80-200/188 30kW 2P | 37 | 360 | 99801125
99801125 | Grundfos NBG 125-80-200/188 30kW 2P | 37.1 | 350 | 99801125
99801124 | Grundfos NBG 125-80-200/171 22kW 2P | 37.4 | 300 | 99801124
99801341 | Grundfos NBG 125-80-315/334 22kW 4P | 37.43 | 300 | 99801341
99801365 | Grundfos NBG 150-125-200/196-180 7.5kW 4P | 37.5 | 75 | 99801365
99801354 | Grundfos NBG 125-100-250/245 11kW 4P | 37.8 | 150 | 99801354
99801120 | Grundfos NBG 125-80-160/151 15kW 2P | 38 | 200 | 99801120
99817788 | Grundfos NBG 100-80-160/177 18.5kW 2P | 38 | 300 | 99817788
99801124 | Grundfos NBG 125-80-200/171 22kW 2P | 38 | 300 | 99801124
99801120 | Grundfos NBG 125-80-160/151 15kW 2P | 38.2 | 190 | 99801120
99801121 | Grundfos NBG 125-80-160/161 18.5kW 2P | 38.2 | 250 | 99801121
99801340 | Grundfos NBG 125-80-315/320 18.5kW 4P | 38.2 | 250 | 99801340
99801352 | Grundfos NBG 125-100-200/219 11kW 4P | 38.4 | 150 | 99801352
99801121 | Grundfos NBG 125-80-160/161 18.5kW 2P | 38.5 | 250 | 99801121
99801120 | Grundfos NBG 125-80-160/151 15kW 2P | 38.7 | 200 | 99801120
99801121 | Grundfos NBG 125-80-160/161 18.5kW 2P | 38.7 | 250 | 99801121
99801341 | Grundfos NBG 125-80-315/334 22kW 4P | 38.7 | 320 | 99801341
99817787 | Grundfos NBG 100-65-200/217 30kW 2P | 38.91 | 455 | 99817787
99801119 | Grundfos NBG 125-80-160/147-127 11kW 2P | 39 | 150 | 99801119
99801354 | Grundfos NBG 125-100-250/245 11kW 4P | 39 | 150 | 99801354
99801119 | Grundfos NBG 125-80-160/147-127 11kW 2P | 39 | 150 | 99801119
99801120 | Grundfos NBG 125-80-160/151 15kW 2P | 39 | 200 | 99801120
99801125 | Grundfos NBG 125-80-200/188 30kW 2P | 39 | 350 | 99801125
99801127 | Grundfos NBG 125-80-200/211 45kW 2P | 39 | 550 | 99801127
99801124 | Grundfos NBG 125-80-200/171 22kW 2P | 39.62 | 300 | 99801124
99801341 | Grundfos NBG 125-80-315/334 22kW 4P | 39.62 | 300 | 99801341
99801120 | Grundfos NBG 125-80-160/151 15kW 2P | 39.9 | 200 | 99801120
99801121 | Grundfos NBG 125-80-160/161 18.5kW 2P | 39.9 | 250 | 99801121
99801125 | Grundfos NBG 125-80-200/188 30kW 2P | 40.27 | 400 | 99801125
99801120 | Grundfos NBG 125-80-160/151 15kW 2P | 40.5 | 150 | 99801120
99801124 | Grundfos NBG 125-80-200/171 22kW 2P | 40.81 | 300 | 99801124
99801120 | Grundfos NBG 125-80-160/151 15kW 2P | 40.9 | 164 | 99801120
99801355 | Grundfos NBG 125-100-250/274 15kW 4P | 41 | 150 | 99801355
99801120 | Grundfos NBG 125-80-160/151 15kW 2P | 41 | 150 | 99801120
99801362 | Grundfos NBG 125-100-400/395 45kW 4P | 41.1 | 450 | 99801362
99817807 | Grundfos NBG 125-100-315/334 30kW 4P | 41.73 | 350 | 99817807
99801120 | Grundfos NBG 125-80-160/151 15kW 2P | 42 | 200 | 99801120
99801125 | Grundfos NBG 125-80-200/188 30kW 2P | 42 | 380 | 99801125
99801354 | Grundfos NBG 125-100-250/245 EUP 11kW 4P | 42.18 | 150 | 99801354
99801122 | Grundfos NBG 125-80-160/167 22kW 2P | 42.18 | 300 | 99801122
99801124 | Grundfos NBG 125-80-200/171 22kW 2P | 42.18 | 300 | 99801124
99801126 | Grundfos NBG 125-80-200/200 37kW 2P | 42.74 | 460 | 99801126
99801126 | Grundfos NBG 125-80-200/200 37kW 2P | 42.77 | 460 | 99801126
99801126 | Grundfos NBG 125-80-200/200 37kW 2P | 42.79 | 455 | 99801126
99801125 | Grundfos NBG 125-80-200/188 30kW 2P | 42.92 | 400 | 99801125
99801121 | Grundfos NBG 125-80-160/161 18.5kW 2P | 43 | 150 | 99801121
99801125 | Grundfos NBG 125-80-200/188 30kW 2P | 43 | 350 | 99801125
99801358 | Grundfos NBG 125-100-315/312 22kW 4P | 43.35 | 300 | 99801358
99817807 | Grundfos NBG 125-100-315/334 30kW 4P | 43.7 | 250 | 99817807
99801125 | Grundfos NBG 125-80-200/188 30kW 2P | 43.7 | 250 | 99801125
99801125 | Grundfos NBG 125-80-200/188 30kW 2P | 43.7 | 350 | 99801125
99801361 | Grundfos NBG 125-100-400/375 37kW 4P | 43.8 | 450 | 99801361
99801126 | Grundfos NBG 125-80-200/200 37kW 2P | 43.8 | 450 | 99801126
99817806 | Grundfos NBG 125-100-200/195 5.5kW 4P | 44 | 80 | 99817806
99801120 | Grundfos NBG 125-80-160/151 15kW 2P | 44 | 170 | 99801120
99801122 | Grundfos NBG 125-80-160/167 22kW 2P | 44 | 400 | 99801122
99801121 | Grundfos NBG 125-80-160/161 18.5kW 2P | 44.1 | 250 | 99801121
99801354 | Grundfos NBG 125-100-250/245 11kW 4P | 44.3 | 155 | 99801354
99801120 | Grundfos NBG 125-80-160/151 15kW 2P | 44.3 | 200 | 99801120
99801125 | Grundfos NBG 125-80-200/188 30kW 2P | 44.3 | 350 | 99801125
99801375 | Grundfos NBG 150-125-315/317 30kW 4P | 45 | 300 | 99801375
99817807 | Grundfos NBG 125-100-315/334 30kW 4P | 45 | 350 | 99817807
99801125 | Grundfos NBG 125-80-200/188 30kW 2P | 45 | 350 | 99801125
99801120 | Grundfos NBG 125-80-160/151 15kW 2P | 45.4 | 200 | 99801120
99801121 | Grundfos NBG 125-80-160/161 18.5kW 2P | 45.4 | 250 | 99801121
99801122 | Grundfos NBG 125-80-160/167 22kW 2P | 45.69 | 300 | 99801122
99801120 | Grundfos NBG 125-80-160/151 15kW 2P | 45.76 | 180 | 99801120
99801354 | Grundfos NBG 125-100-250/245 11kW 4P | 46 | 145 | 99801354
99801355 | Grundfos NBG 125-100-250/274 15kW 4P | 46 | 190 | 99801355
99801125 | Grundfos NBG 125-80-200/188 30kW 2P | 46 | 350 | 99801125
99801125 | Grundfos NBG 125-80-200/188 30kW 2P | 46.1 | 400 | 99801125
99801126 | Grundfos NBG 125-80-200/200 37kW 2P | 46.2 | 450 | 99801126
99801121 | Grundfos NBG 125-80-160/161 18.5kW 2P | 46.3 | 205 | 99801121
99801127 | Grundfos NBG 125-80-200/211 45kW 2P | 47 | 500 | 99801127
99801130 | Grundfos NBG 125-80-250/234 55kW 2P | 47 | 600 | 99801130
99801363 | Grundfos NBG 125-100-400/415 55kW 4P | 47.2 | 500 | 99801363
99801130 | Grundfos NBG 125-80-250/234 55kW 2P | 47.2 | 650 | 99801130
99801125 | Grundfos NBG 125-80-200/188 30kW 2P | 47.8 | 350 | 99801125
99801379 | Grundfos NBG 150-125-400/368 45kW 4P | 47.8 | 440 | 99801379
99801125 | Grundfos NBG 125-80-200/188 30kW 2P | 48 | 350 | 99801125
99801360 | Grundfos NBG 125-100-400/360 EUP 30kW 4P | 48 | 370 | 99801360
99801358 | Grundfos NBG 125-100-315/312 22kW 4P | 48.49 | 300 | 99801358
99801125 | Grundfos NBG 125-80-200/188 30kW 2P | 48.49 | 300 | 99801125
99801125 | Grundfos NBG 125-80-200/188 30kW 2P | 48.7 | 300 | 99801125
99801126 | Grundfos NBG 125-80-200/200 37kW 2P | 48.7 | 450 | 99801126
99801121 | Grundfos NBG 125-80-160/161 18.5kW 2P | 49 | 250 | 99801121
99801123 | Grundfos NBG 125-80-160/177 30kW 2P | 49 | 300 | 99801123
99801125 | Grundfos NBG 125-80-200/188 30kW 2P | 49 | 300 | 99801125
99801126 | Grundfos NBG 125-80-200/200 37kW 2P | 49 | 400 | 99801126
99817807 | Grundfos NBG 125-100-315/334 30kW 4P | 49.35 | 300 | 99817807
99801125 | Grundfos NBG 125-80-200/188 30kW 2P | 49.35 | 300 | 99801125
99801358 | Grundfos NBG 125-100-315/312 22kW 4P | 49.7 | 230 | 99801358
99801121 | Grundfos NBG 125-80-160/161 18.5kW 2P | 49.7 | 230 | 99801121
99801357 | Grundfos NBG 125-100-315/295 18.5kW 4P | 49.7 | 240 | 99801357
99801358 | Grundfos NBG 125-100-315/312 22kW 4P | 49.7 | 240 | 99801358
99796427 | Grundfos NBG 65-50-160/144 4kW 2P | 49.7 | 240 | 99796427
99801120 | Grundfos NBG 125-80-160/151 15kW 2P | 50 | 200 | 99801120
99801126 | Grundfos NBG 125-80-200/200 37kW 2P | 50 | 400 | 99801126
99801361 | Grundfos NBG 125-100-400/375 37kW 4P | 50 | 400 | 99801361
99801126 | Grundfos NBG 125-80-200/200 37kW 2P | 50 | 400 | 99801126
99801121 | Grundfos NBG 125-80-160/161 18.5kW 2P | 50.3 | 200 | 99801121
99801121 | Grundfos NBG 125-80-160/161 18.5kW 2P | 50.9 | 200 | 99801121
99801125 | Grundfos NBG 125-80-200/188 30kW 2P | 51 | 350 | 99801125
99801361 | Grundfos NBG 125-100-400/375 EUP 37kW 4P | 51 | 400 | 99801361
99801126 | Grundfos NBG 125-80-200/200 37kW 2P | 51 | 400 | 99801126
99801127 | Grundfos NBG 125-80-200/211 45kW 2P | 51 | 480 | 99801127
99801121 | Grundfos NBG 125-80-160/161 18.5kW 2P | 51.4 | 200 | 99801121
99801358 | Grundfos NBG 125-100-315/312 22kW 4P | 52 | 280 | 99801358
99801123 | Grundfos NBG 125-80-160/177 30kW 2P | 52 | 280 | 99801123
99801126 | Grundfos NBG 125-80-200/200 37kW 2P | 52 | 400 | 99801126
99801122 | Grundfos NBG 125-80-160/167 22kW 2P | 52.1 | 250 | 99801122
99801126 | Grundfos NBG 125-80-200/200 37kW 2P | 52.1 | 400 | 99801126
99801127 | Grundfos NBG 125-80-200/211 45kW 2P | 52.1 | 450 | 99801127
99801125 | Grundfos NBG 125-80-200/188 30kW 2P | 52.63 | 300 | 99801125
99801365 | Grundfos NBG 150-125-200/196-180 7.5kW 4P | 52.7 | 80 | 99801365
99801120 | Grundfos NBG 125-80-160/151 15kW 2P | 53 | 150 | 99801120
99801122 | Grundfos NBG 125-80-160/167 22kW 2P | 53 | 250 | 99801122
99801139 | Grundfos NBG 125-100-200/181 37kW 2P | 53 | 350 | 99801139
99801121 | Grundfos NBG 125-80-160/161 18.5kW 2P | 53.2 | 220 | 99801121
99801123 | Grundfos NBG 125-80-160/177 30kW 2P | 53.2 | 300 | 99801123
99801139 | Grundfos NBG 125-100-200/181 37kW 2P | 53.2 | 350 | 99801139
99801123 | Grundfos NBG 125-80-160/177 30kW 2P | 54 | 300 | 99801123
99801376 | Grundfos NBG 150-125-315/336 37kW 4P | 55 | 350 | 99801376
99801121 | Grundfos NBG 125-80-160/161 18.5kW 2P | 55.06 | 183 | 99801121
99801123 | Grundfos NBG 125-80-160/177 30kW 2P | 55.57 | 305 | 99801123
99801121 | Grundfos NBG 125-80-160/161 18.5kW 2P | 55.8 | 200 | 99801121
99801123 | Grundfos NBG 125-80-160/177 30kW 2P | 56 | 280 | 99801123
99801123 | Grundfos NBG 125-80-160/177 30kW 2P | 56 | 300 | 99801123
99801123 | Grundfos NBG 125-80-160/177 30kW 2P | 56.18 | 250 | 99801123
99801139 | Grundfos NBG 125-100-200/181 37kW 2P | 56.5 | 325 | 99801139
99801127 | Grundfos NBG 125-80-200/211 45kW 2P | 56.81 | 500 | 99801127
99801370 | Grundfos NBG 150-125-250/249 18.5kW 4P | 57.36 | 150 | 99801370
99801375 | Grundfos NBG 150-125-315/317 30kW 4P | 57.8 | 300 | 99801375
99801139 | Grundfos NBG 125-100-200/181 37kW 2P | 57.8 | 350 | 99801139
99801369 | Grundfos NBG 150-125-250/236 15kW 4P | 58 | 150 | 99801369
99801122 | Grundfos NBG 125-80-160/167 22kW 2P | 58 | 250 | 99801122
99801138 | Grundfos NBG 125-100-200/170 30kW 2P | 58 | 300 | 99801138
99801121 | Grundfos NBG 125-80-160/161 18.5kW 2P | 58.4 | 200 | 99801121
99801123 | Grundfos NBG 125-80-160/177 30kW 2P | 58.85 | 300 | 99801123
99801121 | Grundfos NBG 125-80-160/161 18.5kW 2P | 59.2 | 196.1 | 99801121
99801121 | Grundfos NBG 125-80-160/161 18.5kW 2P | 59.2 | 196.1 | 99801121
99801371 | Grundfos NBG 150-125-250/262 22kW 4P | 59.8 | 150 | 99801371
99801374 | Grundfos NBG 150-125-315/290 22kW 4P | 59.8 | 220 | 99801374
99801141 | Grundfos NBG 125-100-200/219 75kW 2P | 59.8 | 550 | 99801141
99801139 | Grundfos NBG 125-100-200/181 37kW 2P | 60 | 350 | 99801139
99801138 | Grundfos NBG 125-100-200/170 30kW 2P | 60.9 | 315 | 99801138
99801130 | Grundfos NBG 125-80-250/234 55kW 2P | 60.9 | 575 | 99801130
99801139 | Grundfos NBG 125-100-200/181 37kW 2P | 61.5 | 355 | 99801139
99801371 | Grundfos NBG 150-125-250/262 22kW 4P | 62.45 | 150 | 99801371
99801369 | Grundfos NBG 150-125-250/236 15kW 4P | 64 | 150 | 99801369
99801374 | Grundfos NBG 150-125-315/290 22kW 4P | 64 | 200 | 99801374
99801139 | Grundfos NBG 125-100-200/181 37kW 2P | 64.5 | 300 | 99801139
99801371 | Grundfos NBG 150-125-250/262 22kW 4P | 65 | 170 | 99801371
99801138 | Grundfos NBG 125-100-200/170 30kW 2P | 65 | 250 | 99801138
99801375 | Grundfos NBG 150-125-315/317 30kW 4P | 65 | 250 | 99801375
99801140 | Grundfos NBG 125-100-200/192 45kW 2P | 65.1 | 400 | 99801140
99801379 | Grundfos NBG 150-125-400/368 45kW 4P | 65.1 | 400 | 99801379
99801138 | Grundfos NBG 125-100-200/170 30kW 2P | 66 | 230 | 99801138
99801139 | Grundfos NBG 125-100-200/181 37kW 2P | 66.5 | 350 | 99801139
99801373 | Grundfos NBG 150-125-315/275 18.5kW 4P | 66.85 | 180 | 99801373
99801140 | Grundfos NBG 125-100-200/192 45kW 2P | 67.7 | 350 | 99801140
99801371 | Grundfos NBG 150-125-250/262 22kW 4P | 68 | 180 | 99801371
99801375 | Grundfos NBG 150-125-315/317 30kW 4P | 68 | 290 | 99801375
99801380 | Grundfos NBG 150-125-400/392 55kW 4P | 68 | 400 | 99801380
99801141 | Grundfos NBG 125-100-200/219 75kW 2P | 68.2 | 580 | 99801141
99801370 | Grundfos NBG 150-125-250/249 18.5kW 4P | 70 | 150 | 99801370
99801139 | Grundfos NBG 125-100-200/181 37kW 2P | 70 | 300 | 99801139
99801139 | Grundfos NBG 125-100-200/181 37kW 2P | 70.81 | 340 | 99801139
99801138 | Grundfos NBG 125-100-200/170 30kW 2P | 71 | 240 | 99801138
99801140 | Grundfos NBG 125-100-200/192 45kW 2P | 71.24 | 340 | 99801140
99801144 | Grundfos NBG 125-100-250/242 EUP 90kW 2P | 71.6 | 620 | 99801144
99801139 | Grundfos NBG 125-100-200/181 37kW 2P | 71.65 | 300 | 99801139
99801376 | Grundfos NBG 150-125-315/336 37kW 4P | 71.65 | 300 | 99801376
99801140 | Grundfos NBG 125-100-200/192 45kW 2P | 71.8 | 400 | 99801140
99817789 | Grundfos NBG 125-100-200/203 55kW 2P | 72 | 450 | 99817789
99801380 | Grundfos NBG 150-125-400/392 55kW 4P | 72 | 450 | 99801380
99801381 | Grundfos NBG 150-125-400/433 75kW 4P | 73.9 | 500 | 99801381
99801370 | Grundfos NBG 150-125-250/249 18.5kW 4P | 75.19 | 150 | 99801370
99801375 | Grundfos NBG 150-125-315/317 30kW 4P | 75.49 | 250 | 99801375
99801372 | Grundfos NBG 150-125-250/269 30kW 4P | 76 | 200 | 99801372
99801139 | Grundfos NBG 125-100-200/181 37kW 2P | 77 | 300 | 99801139
99801376 | Grundfos NBG 150-125-315/336 37kW 4P | 77 | 300 | 99801376
99817789 | Grundfos NBG 125-100-200/203 55kW 2P | 77.02 | 403 | 99817789
99801117 | Grundfos NBG 100-80-160/157 11kW 2P | 79.4 | 220 | 99801117
99801381 | Grundfos NBG 150-125-400/433 75kW 4P | 79.46 | 600 | 99801381
99801376 | Grundfos NBG 150-125-315/336 37kW 4P | 79.5 | 300 | 99801376
99801140 | Grundfos NBG 125-100-200/192 45kW 2P | 79.55 | 350 | 99801140
99801371 | Grundfos NBG 150-125-250/262 22kW 4P | 81.2 | 150 | 99801371
99801376 | Grundfos NBG 150-125-315/336 37kW 4P | 82 | 260 | 99801376
99801138 | Grundfos NBG 125-100-200/170 30kW 2P | 83.2 | 340 | 99801138
99801372 | Grundfos NBG 150-125-250/269 30kW 4P | 84 | 200 | 99801372
99801140 | Grundfos NBG 125-100-200/192 45kW 2P | 84 | 350 | 99801140
99801372 | Grundfos NBG 150-125-250/269 30kW 4P | 85 | 200 | 99801372
99801375 | Grundfos NBG 150-125-315/317 30kW 4P | 85 | 250 | 99801375
99801376 | Grundfos NBG 150-125-315/336 37kW 4P | 85 | 300 | 99801376
99801376 | Grundfos NBG 150-125-315/336 37kW 4P | 85 | 300 | 99801376
99801140 | Grundfos NBG 125-100-200/192 45kW 2P | 85 | 350 | 99801140
99801372 | Grundfos NBG 150-125-250/269 30kW 4P | 85.7 | 200 | 99801372
99801376 | Grundfos NBG 150-125-315/336 37kW 4P | 88 | 300 | 99801376
99796409 | Grundfos NBG 50-32-160/177 5.5kW 2P | 88 | 300 | 99796409
99801376 | Grundfos NBG 150-125-315/336 37kW 4P | 88.59 | 300 | 99801376
99801376 | Grundfos NBG 150-125-315/336 37kW 4P | 88.66 | 300 | 99801376
99801149 | Grundfos NBG 150-125-250/221 90kW 2P | 92 | 550 | 99801149
99801139 | Grundfos NBG 125-100-200/181 37kW 2P | 93 | 300 | 99801139
99801393 | Grundfos NBG 200-150-315/310 55kW 4P | 93 | 300 | 99801393
99801372 | Grundfos NBG 150-125-250/269 30kW 4P | 94 | 150 | 99801372
99801393 | Grundfos NBG 200-150-315/310 55kW 4P | 95.6 | 250 | 99801393
99801141 | Grundfos NBG 125-100-200/219 75kW 2P | 96 | 450 | 99801141
99801393 | Grundfos NBG 200-150-315/310 55kW 4P | 96.53 | 255 | 99801393
99801393 | Grundfos NBG 200-150-315/310 55kW 4P | 97.14 | 255 | 99801393
99801147 | Grundfos NBG 150-125-200/205 75kW 2P | 99.9 | 350 | 99801147
99801147 | Grundfos NBG 150-125-200/205 75kW 2P | 100 | 450 | 99801147
99801394 | Grundfos NBG 200-150-315/336 75kW 4P | 104.45 | 300 | 99801394
99801147 | Grundfos NBG 150-125-200/205 EUP 75kW 2P | 105 | 300 | 99801147
99801148 | Grundfos NBG 150-125-200/219 90kW 2P | 105 | 500 | 99801148
99801393 | Grundfos NBG 200-150-315/310 55kW 4P | 106.2 | 200 | 99801393
99801147 | Grundfos NBG 150-125-200/205 75kW 2P | 110 | 350 | 99801147
99801147 | Grundfos NBG 150-125-200/205 75kW 2P | 111 | 351.6 | 99801147
99801393 | Grundfos NBG 200-150-315/310 55kW 4P | 119.2 | 250 | 99801393
99801389 | Grundfos NBG 200-150-250/275 37kW 4P | 120 | 180 | 99801389
99801147 | Grundfos NBG 150-125-200/205 EUP 75kW 2P | 121.3 | 350 | 99801147
99801388 | Grundfos NBG 200-150-250/262 30kW 4P | 122 | 150 | 99801388
99801393 | Grundfos NBG 200-150-315/310 55kW 4P | 122.3 | 265 | 99801393
99801148 | Grundfos NBG 150-125-200/219 90kW 2P | 127 | 450 | 99801148
99801397 | Grundfos NBG 200-150-400/394 90kW 4P | 127 | 450 | 99801397
99801394 | Grundfos NBG 200-150-315/336 75kW 4P | 129.4 | 300 | 99801394
99801148 | Grundfos NBG 150-125-200/219 EUP 90kW 2P | 132.4 | 500 | 99801148
99801394 | Grundfos NBG 200-150-315/336 75kW 4P | 132.8 | 325 | 99801394
99801394 | Grundfos NBG 200-150-315/336 75kW 4P | 143.5 | 300 | 99801394
99803630 | Grundfos NBG 200-150-315/275 37kW 4P | 147 | 150 | 99803630
99801394 | Grundfos NBG 200-150-315/336 75kW 4P | 151.2 | 250 | 99801394
99801394 | Grundfos NBG 200-150-315/336 75kW 4P | 155 | 250 | 99801394
99803651 | Grundfos NBG 200-150-400/438 160kW 4P | 175 | 500 | 99803651
99801151 | Grundfos NBG 200-150-200/218-202 90kW 2P | 180.8 | 300 | 99801151
99801151 | Grundfos NBG 200-150-200/218-202 90kW 2P | 180.8 | 350 | 99801151

## Sheet39 (hidden)
Name | Flow L/s | Head kPa
Grundfos NBG 80-65-160/177 15kW 2P | 3.44 | 50 | Grundfos NBG 80-65-160/150 7.5kW 2P | 20
Grundfos NBG 100-80-160/149 1.1kW 4P | 15 | 50 | Grundfos NBG 100-80-160/157 11kW 2P | 22
Grundfos NBG 80-65-160/175 1.5kW 4P | 9.8 | 80 | Grundfos NBG 65-50-160/172 7.5kW 2P | 22
Grundfos NBG 125-80-160/177 4kW 4P | 26.05 | 80
Grundfos NBG 80-50-250/263 4kW 4P | 3.4 | 100
Grundfos NBG 65-40-200/198 1.1kW 4P | 5.2 | 100
Grundfos NBG 65-40-200/198 1.1kW 4P | 5.5 | 100
Grundfos NBG 80-50-200/210 2.2kW 4P | 11 | 100
Grundfos NBG 100-65-200/205 3kW 4P | 17.9 | 100
Grundfos NBG 125-100-200/195 5.5kW 4P | 34.3 | 100
Grundfos NBG 125-100-200/195 5.5kW 4P | 34.49 | 105
Grundfos NBG 65-40-200/217 1.5kW 4P | 7.5 | 110
Grundfos NBG 80-50-200/210 2.2kW 4P | 11.3 | 110
Grundfos NBG 80-50-200/219 3kW 4P | 12 | 110
Grundfos NBG 100-65-200/205 3kW 4P | 15.53 | 110
Grundfos NBG 100-65-200/219 4kW 4P | 20 | 110
Grundfos NBG 80-50-200/210 2.2kW 4P | 12.4 | 113
Grundfos NBG 65-40-200/217 1.5kW 4P | 5.17 | 120
Grundfos NBG 100-65-200/219 4kW 4P | 19.9 | 120
Grundfos NBG 100-65-200/219 4kW 4P | 20 | 120
Grundfos NBG 65-40-200/217 1.5kW 4P | 7.21 | 125
Grundfos NBG 80-50-200/210 2.2kW 4P | 9.95 | 125
Grundfos NBG 80-50-200/210 2.2kW 4P | 11.94 | 125
Grundfos NBG 80-50-200/219 3kW 4P | 13.95 | 125
Grundfos NBG 100-65-200/219 4kW 4P | 16.74 | 125
Grundfos NBG 125-100-200/211 7.5kW 4P | 35.9 | 125
Grundfos NBG 50-32-200/216 1.1kW 4P | 4.3 | 130
Grundfos NBG 50-32-200/216 1.1kW 4P | 2.7 | 150
Grundfos NBG 50-32-160/139 2.2kW 2P | 6 | 150
Grundfos NBG 65-40-250/245 2.2kW 4P | 7.27 | 150
Grundfos NBG 80-50-200/219 3kW 4P | 8.3 | 150
Grundfos NBG 50-32-160/151 3kW 2P | 8.8 | 150
Grundfos NBG 80-50-200/219 3kW 4P | 8.8 | 150
Grundfos NBG 80-50-250/241 3kW 4P | 9 | 150
Grundfos NBG 80-50-250/241 3kW 4P | 10.58 | 150
Grundfos NBG 80-50-250/263 4kW 4P | 14 | 150
Grundfos NBG 100-65-200/219 4kW 4P | 15 | 150
Grundfos NBG 125-80-250/225 5.5kW 4P | 18 | 150
Grundfos NBG 125-80-250/225 5.5kW 4P | 19.41 | 150
Grundfos NBG 125-80-250/225 5.5kW 4P | 21 | 150
Grundfos NBG 80-65-160/167 11kW 2P | 21 | 150
Grundfos NBG 125-80-250/225 5.5kW 4P | 22.18 | 150
Grundfos NBG 125-80-250/225 5.5kW 4P | 22.4 | 150
Grundfos NBG 125-80-250/247 7.5kW 4P | 29.5 | 150
Grundfos NBG 125-100-200/219 11kW 4P | 33.01 | 150
Grundfos NBG 125-100-200/219 11kW 4P | 38.4 | 150
Grundfos NBG 125-80-160/147-127 11kW 2P | 39 | 150
Grundfos NBG 125-100-250/245 EUP 11kW 4P | 42.18 | 150
Grundfos NBG 125-80-160/161 18.5kW 2P | 43 | 150
Grundfos NBG 125-80-160/151 15kW 2P | 53 | 150
Grundfos NBG 150-125-250/236 15kW 4P | 58 | 150
Grundfos NBG 150-125-250/236 15kW 4P | 64 | 150
Grundfos NBG 50-32-200/219 1.5kW 4P | 3.29 | 152
Grundfos NBG 80-50-250/241 3kW 4P | 10.9 | 155
Grundfos NBG 80-50-250/263 4kW 4P | 12 | 160
Grundfos NBG 125-100-250/245 EUP 11kW 4P | 35.8 | 160
Grundfos NBG 125-80-250/247 7.5kW 4P | 20.57 | 170
Grundfos NBG 125-80-160/147-127 11kW 2P | 30 | 170
Grundfos NBG 125-80-250/247 7.5kW 4P | 30 | 170
Grundfos NBG 125-80-160/151 15kW 2P | 44 | 170
Grundfos NBG 150-125-250/262 22kW 4P | 65 | 170
Grundfos NBG 50-32-160/139 2.2kW 2P | 4.8 | 180
Grundfos NBG 50-32-160/139 2.2kW 2P | 5 | 180
Grundfos NBG 125-80-160/151 15kW 2P | 45.76 | 180
Grundfos NBG 150-125-315/275 18.5kW 4P | 66.85 | 180
Grundfos NBG 80-65-160/136 5.5kW 2P | 17 | 188
Grundfos NBG 65-50-160/144 4kW 2P | 10.5 | 190
Grundfos NBG 80-50-250/263 4kW 4P | 10.5 | 190
Grundfos NBG 65-50-160/177 11kW 2P | 10.5 | 190
Grundfos NBG 125-80-250/247 7.5kW 4P | 28.6 | 190
Grundfos NBG 125-80-160/151 15kW 2P | 38.2 | 190
Grundfos NBG 125-80-160/161 18.5kW 2P | 59.2 | 196.1
Grundfos NBG 100-65-250/270 7.5kW 4P | 19.9 | 197
Grundfos NBG 100-80-160/143 7.5kW 2P | 25.5 | 197
Grundfos NBG 65-40-315/283 3kW 4P | 3.3 | 200
Grundfos NBG 50-32-160/139 2.2kW 2P | 5.25 | 200
Grundfos NBG 50-32-160/151 3kW 2P | 5.25 | 200
Grundfos NBG 65-40-250/260 3kW 4P | 7.2 | 200
Grundfos NBG 65-50-160/144 4kW 2P | 9.4 | 200
Grundfos NBG 100-65-250/254 5.5kW 4P | 10.45 | 200
Grundfos NBG 65-50-160/144 4kW 2P | 10.45 | 200
Grundfos NBG 65-50-160/144 4kW 2P | 10.85 | 200
Grundfos NBG 65-50-160/144 4kW 2P | 11.63 | 200
Grundfos NBG 80-65-160/136 5.5kW 2P | 11.75 | 200
Grundfos NBG 80-65-160/136 5.5kW 2P | 11.89 | 200
Grundfos NBG 80-65-160/136 5.5kW 2P | 12 | 200
Grundfos NBG 50-32-160/177 5.5kW 2P | 12.2 | 200
Grundfos NBG 65-50-160/144 4kW 2P | 12.2 | 200
Grundfos NBG 80-65-160/136 5.5kW 2P | 13 | 200
Grundfos NBG 80-65-160/136 5.5kW 2P | 13.29 | 200
Grundfos NBG 80-65-160/136 5.5kW 2P | 13.5 | 200
Grundfos NBG 80-65-160/136 5.5kW 2P | 14.9 | 200
Grundfos NBG 80-65-160/136 5.5kW 2P | 15 | 200
Grundfos NBG 80-65-160/136 5.5kW 2P | 16.6 | 200
Grundfos NBG 100-65-250/270 7.5kW 4P | 18 | 200
Grundfos NBG 100-65-250/270 7.5kW 4P | 18.8 | 200
Grundfos NBG 100-65-250/270 7.5kW 4P | 19.6 | 200
Grundfos NBG 100-80-160/143 7.5kW 2P | 21.2 | 200
Grundfos NBG 100-80-160/157 11kW 2P | 21.2 | 200
Grundfos NBG 80-65-160/150 7.5kW 2P | 21.2 | 200
Grundfos NBG 100-80-160/143 7.5kW 2P | 21.34 | 200
Grundfos NBG 80-65-160/150 7.5kW 2P | 21.4 | 200
Grundfos NBG 125-80-250/247 7.5kW 4P | 21.6 | 200
Grundfos NBG 100-80-160/143 7.5kW 2P | 22.8 | 200
Grundfos NBG 100-80-160/143 7.5kW 2P | 25.5 | 200
Grundfos NBG 100-80-160/143 7.5kW 2P | 25.8 | 200
Grundfos NBG 125-80-250/270 11kW 4P | 27 | 200
Grundfos NBG 100-80-160/143 7.5kW 2P | 27.3 | 200
Grundfos NBG 125-80-250/270 11kW 4P | 28 | 200
Grundfos NBG 100-80-160/157 11kW 2P | 29 | 200
Grundfos NBG 100-80-160/157 11kW 2P | 29.5 | 200
Grundfos NBG 100-80-160/157 11kW 2P | 30 | 200
Grundfos NBG 100-80-160/157 11kW 2P | 31 | 200
Grundfos NBG 100-80-160/157 11kW 2P | 32.1 | 200
Grundfos NBG 100-80-160/157 11kW 2P | 32.8 | 200
Grundfos NBG 125-80-160/151 15kW 2P | 35.8 | 200
Grundfos NBG 125-80-160/151 15kW 2P | 39 | 200
Grundfos NBG 125-80-160/151 15kW 2P | 42 | 200
Grundfos NBG 125-80-160/151 15kW 2P | 50 | 200
Grundfos NBG 125-80-160/161 18.5kW 2P | 50.9 | 200
Grundfos NBG 125-80-160/161 18.5kW 2P | 51.4 | 200
Grundfos NBG 150-125-315/290 22kW 4P | 64 | 200
Grundfos NBG 150-125-250/269 30kW 4P | 76 | 200
Grundfos NBG 150-125-250/269 30kW 4P | 85 | 200
Grundfos NBG 50-32-160/151 3kW 2P | 5.93 | 205
Grundfos NBG 65-50-160/144 4kW 2P | 10.1 | 215
Grundfos NBG 100-80-160/157 11kW 2P | 32.8 | 216
Grundfos NBG 80-50-315/277 4kW 4P | 7.5 | 220
Grundfos NBG 65-50-160/144 4kW 2P | 11.54 | 220
Grundfos NBG 80-65-160/136 5.5kW 2P | 11.54 | 220
Grundfos NBG 65-50-160/158 5.5kW 2P | 12.2 | 220
Grundfos NBG 65-50-160/144 4kW 2P | 25 | 220
Grundfos NBG 125-80-160/151 15kW 2P | 36.7 | 220
Grundfos NBG 125-80-160/161 18.5kW 2P | 53.2 | 220
Grundfos NBG 100-80-160/157 11kW 2P | 79.4 | 220
Grundfos NBG 65-40-315/283 3kW 4P | 2.48 | 225
Grundfos NBG 65-40-315/305 4kW 4P | 6 | 225
Grundfos NBG 65-50-160/144 4kW 2P | 8.7 | 225
Grundfos NBG 65-50-160/144 4kW 2P | 9 | 225
Grundfos NBG 80-65-160/136 5.5kW 2P | 11 | 225
Grundfos NBG 100-65-315/282 7.5kW 4P | 15 | 225
Grundfos NBG 80-65-160/136 5.5kW 2P | 15 | 225
Grundfos NBG 80-65-160/150 7.5kW 2P | 17 | 225
Grundfos NBG 80-65-160/150 7.5kW 2P | 19.4 | 230
Grundfos NBG 125-100-315/312 22kW 4P | 49.7 | 230
Grundfos NBG 125-80-160/161 18.5kW 2P | 49.7 | 230
Grundfos NBG 125-100-200/170 30kW 2P | 66 | 230
Grundfos NBG 50-32-160/151 3kW 2P | 4.07 | 240
Grundfos NBG 100-80-160/157 11kW 2P | 20.57 | 240
Grundfos NBG 125-80-315/280 11kW 4P | 20.57 | 240
Grundfos NBG 125-80-250/270 11kW 4P | 24.2 | 240
Grundfos NBG 125-100-315/295 18.5kW 4P | 49.7 | 240
Grundfos NBG 125-100-315/312 22kW 4P | 49.7 | 240
Grundfos NBG 65-50-160/144 4kW 2P | 49.7 | 240
Grundfos NBG 125-100-200/170 30kW 2P | 71 | 240
Grundfos NBG 50-32-160/163 4kW 2P | 4.04 | 250
Grundfos NBG 50-32-160/151 3kW 2P | 4.67 | 250
Grundfos NBG 50-32-160/151 3kW 2P | 4.9 | 250
Grundfos NBG 50-32-160/151 3kW 2P | 5.25 | 250
Grundfos NBG 50-32-160/151 3kW 2P | 5.97 | 250
Grundfos NBG 50-32-160/151 3kW 2P | 6 | 250
Grundfos NBG 65-40-315/334 5.5kW 4P | 6 | 250
Grundfos NBG 50-32-160/163 4kW 2P | 6.6 | 250
Grundfos NBG 50-32-160/163 4kW 2P | 7.2 | 250
Grundfos NBG 65-50-160/144 4kW 2P | 7.3 | 250
Grundfos NBG 50-32-160/163 4kW 2P | 7.5 | 250
Grundfos NBG 80-50-315/303 5.5kW 4P | 7.5 | 250
Grundfos NBG 50-32-160/163 4kW 2P | 8 | 250
Grundfos NBG 65-50-160/158 5.5kW 2P | 8.2 | 250
Grundfos NBG 80-50-250/205 15kW 2P | 8.96 | 250
Grundfos NBG 50-32-160/163 4kW 2P | 9 | 250
Grundfos NBG 80-50-315/303 5.5kW 4P | 9 | 250
Grundfos NBG 65-40-200/172 5.5kW 2P | 9.3 | 250
Grundfos NBG 65-40-200/172 5.5kW 2P | 9.4 | 250
Grundfos NBG 65-50-160/144 4kW 2P | 9.4 | 250
Grundfos NBG 65-50-160/158 5.5kW 2P | 9.6 | 250
Grundfos NBG 65-40-200/172 5.5kW 2P | 9.8 | 250
Grundfos NBG 65-40-200/172 5.5kW 2P | 9.9 | 250
Grundfos NBG 65-50-160/158 5.5kW 2P | 10 | 250
Grundfos NBG 65-40-200/172 5.5kW 2P | 10.7 | 250
Grundfos NBG 80-65-160/150 7.5kW 2P | 11.4 | 250
Grundfos NBG 65-50-160/158 5.5kW 2P | 11.9 | 250
Grundfos NBG 65-50-160/158 5.5kW 2P | 12 | 250
Grundfos NBG 100-65-250/270 7.5kW 4P | 12.04 | 250
Grundfos NBG 80-65-160/150 7.5kW 2P | 12.04 | 250
Grundfos NBG 80-65-160/150 7.5kW 2P | 12.5 | 250
Grundfos NBG 80-65-160/150 7.5kW 2P | 13 | 250
Grundfos NBG 100-65-250/270 7.5kW 4P | 13.2 | 250
Grundfos NBG 100-65-315/282 7.5kW 4P | 13.2 | 250
Grundfos NBG 80-65-160/150 7.5kW 2P | 13.2 | 250
Grundfos NBG 80-65-160/150 7.5kW 2P | 14.6 | 250
Grundfos NBG 80-65-160/150 7.5kW 2P | 14.7 | 250
Grundfos NBG 80-65-160/150 7.5kW 2P | 15 | 250
Grundfos NBG 80-65-160/150 7.5kW 2P | 15.29 | 250
Grundfos NBG 80-65-160/150 7.5kW 2P | 15.5 | 250
Grundfos NBG 80-65-160/150 7.5kW 2P | 15.63 | 250
Grundfos NBG 80-65-160/150 7.5kW 2P | 16 | 250
Grundfos NBG 80-65-160/150 7.5kW 2P | 16.4 | 250
Grundfos NBG 80-65-160/150 7.5kW 2P | 16.8 | 250
Grundfos NBG 80-65-160/150 7.5kW 2P | 17.5 | 250
Grundfos NBG 80-65-160/150 7.5kW 2P | 18.8 | 250
Grundfos NBG 100-80-160/157 11kW 2P | 21 | 250
Grundfos NBG 100-80-160/157 11kW 2P | 21.2 | 250
Grundfos NBG 125-80-200/188 30kW 2P | 21.2 | 250
Grundfos NBG 100-80-160/157 11kW 2P | 21.99 | 250
Grundfos NBG 100-80-160/157 11kW 2P | 22 | 250
Grundfos NBG 100-80-160/157 11kW 2P | 23.4 | 250
Grundfos NBG 100-80-160/157 11kW 2P | 24 | 250
Grundfos NBG 100-80-160/157 11kW 2P | 25.9 | 250
Grundfos NBG 100-80-160/157 11kW 2P | 26.3 | 250
Grundfos NBG 65-50-160/158 5.5kW 2P | 28.51 | 250
Grundfos NBG 100-80-160/157 11kW 2P | 29 | 250
Grundfos NBG 100-80-160/157 11kW 2P | 31 | 250
Grundfos NBG 100-80-160/173 15kW 2P | 31.8 | 250
Grundfos NBG 125-80-160/161 18.5kW 2P | 32.9 | 250
Grundfos NBG 100-80-160/173 15kW 2P | 33.1 | 250
Grundfos NBG 100-80-160/173 15kW 2P | 33.9 | 250
Grundfos NBG 125-80-160/151 15kW 2P | 34.1 | 250
Grundfos NBG 125-80-160/161 18.5kW 2P | 34.3 | 250
Grundfos NBG 100-80-160/173 15kW 2P | 35 | 250
Grundfos NBG 125-80-315/305 15kW 4P | 37 | 250
Grundfos NBG 125-80-160/161 18.5kW 2P | 38.2 | 250
Grundfos NBG 125-80-315/320 18.5kW 4P | 38.2 | 250
Grundfos NBG 125-100-315/334 30kW 4P | 43.7 | 250
Grundfos NBG 125-80-200/188 30kW 2P | 43.7 | 250
Grundfos NBG 125-80-160/161 18.5kW 2P | 44.1 | 250
Grundfos NBG 125-80-160/161 18.5kW 2P | 45.4 | 250
Grundfos NBG 125-80-160/161 18.5kW 2P | 49 | 250
Grundfos NBG 125-80-160/167 22kW 2P | 53 | 250
Grundfos NBG 125-80-160/167 22kW 2P | 58 | 250
Grundfos NBG 125-100-200/170 30kW 2P | 65 | 250
Grundfos NBG 150-125-315/317 30kW 4P | 85 | 250
Grundfos NBG 100-65-315/314 11kW 4P | 21.4 | 255
Grundfos NBG 100-80-160/157 11kW 2P | 21.4 | 255
Grundfos NBG 200-150-315/310 55kW 4P | 96.53 | 255
Grundfos NBG 200-150-315/310 55kW 4P | 97.14 | 255
Grundfos NBG 65-50-160/158 5.5kW 2P | 8.9 | 257
Grundfos NBG 65-40-200/172 5.5kW 2P | 8.6 | 260
Grundfos NBG 100-65-315/314 11kW 4P | 22 | 260
Grundfos NBG 100-80-160/157 11kW 2P | 22 | 260
Grundfos NBG 100-80-160/173 15kW 2P | 33.1 | 260
Grundfos NBG 100-80-160/173 15kW 2P | 34 | 260
Grundfos NBG 125-80-315/305 15kW 4P | 34 | 260
Grundfos NBG 100-80-160/173 15kW 2P | 33.4 | 265
Grundfos NBG 200-150-315/310 55kW 4P | 122.3 | 265
Grundfos NBG 50-32-160/163 4kW 2P | 8 | 270
Grundfos NBG 125-80-315/305 15kW 4P | 31.1 | 270
Grundfos NBG 125-80-315/305 15kW 4P | 34.27 | 270
Grundfos NBG 50-32-160/163 4kW 2P | 5 | 280
Grundfos NBG 65-50-160/158 5.5kW 2P | 9.16 | 280
Grundfos NBG 65-40-200/172 5.5kW 2P | 9.4 | 280
Grundfos NBG 65-50-160/158 5.5kW 2P | 11.34 | 280
Grundfos NBG 65-50-160/172 7.5kW 2P | 13 | 280
Grundfos NBG 65-50-160/172 7.5kW 2P | 13.05 | 280
Grundfos NBG 65-50-160/172 7.5kW 2P | 13.19 | 280
Grundfos NBG 100-80-160/173 15kW 2P | 34.89 | 285
Grundfos NBG 80-65-160/167 11kW 2P | 24.38 | 290
Grundfos NBG 100-80-160/173 15kW 2P | 33 | 290
Grundfos NBG 125-80-315/305 15kW 4P | 33 | 290
Grundfos NBG 50-32-200/176 4kW 2P | 1.9 | 300
Grundfos NBG 50-32-200/176 4kW 2P | 3 | 300
Grundfos NBG 50-32-200/176 4kW 2P | 3.3 | 300
Grundfos NBG 80-65-160/167 11kW 2P | 3.7 | 300
Grundfos NBG 50-32-200/176 4kW 2P | 4.2 | 300
Grundfos NBG 50-32-160/177 5.5kW 2P | 4.6 | 300
Grundfos NBG 50-32-200/176 4kW 2P | 5.13 | 300
Grundfos NBG 50-32-200/176 4kW 2P | 6.2 | 300
Grundfos NBG 80-50-315/303 5.5kW 4P | 7.2 | 300
Grundfos NBG 50-32-160/177 5.5kW 2P | 7.4 | 300
Grundfos NBG 50-32-160/177 5.5kW 2P | 8 | 300
Grundfos NBG 80-65-160/167 11kW 2P | 8 | 300
Grundfos NBG 50-32-160/177 5.5kW 2P | 8.5 | 300
Grundfos NBG 50-32-160/177 5.5kW 2P | 8.6 | 300
Grundfos NBG 50-32-160/177 5.5kW 2P | 9 | 300
Grundfos NBG 50-32-160/177 5.5kW 2P | 9.018 | 300
Grundfos NBG 50-32-160/177 5.5kW 2P | 9.3 | 300
Grundfos NBG 65-40-200/172 5.5kW 2P | 9.4 | 300
Grundfos NBG 80-50-315/331 7.5kW 4P | 9.5 | 300
Grundfos NBG 65-40-200/172 5.5kW 2P | 10.18 | 300
Grundfos NBG 80-50-315/331 7.5kW 4P | 10.5 | 300
Grundfos NBG 65-50-160/172 7.5kW 2P | 10.8 | 300
Grundfos NBG 65-50-160/172 7.5kW 2P | 11.14 | 300
Grundfos NBG 65-50-160/172 7.5kW 2P | 11.2 | 300
Grundfos NBG 65-50-160/172 7.5kW 2P | 11.44 | 300
Grundfos NBG 65-50-160/172 7.5kW 2P | 11.9 | 300
Grundfos NBG 65-50-160/172 7.5kW 2P | 12.5 | 300
Grundfos NBG 65-50-160/172 7.5kW 2P | 12.59 | 300
Grundfos NBG 65-50-160/172 7.5kW 2P | 13.1 | 300
Grundfos NBG 65-50-160/172 7.5kW 2P | 14 | 300
Grundfos NBG 65-50-160/172 7.5kW 2P | 14.3 | 300
Grundfos NBG 65-50-160/172 7.5kW 2P | 14.39 | 300
Grundfos NBG 100-65-200/162 11kW 2P | 14.7 | 300
Grundfos NBG 100-65-315/314 11kW 4P | 14.9 | 300
Grundfos NBG 65-50-160/172 7.5kW 2P | 14.9 | 300
Grundfos NBG 100-65-200/162 11kW 2P | 15 | 300
Grundfos NBG 65-50-160/172 7.5kW 2P | 15 | 300
Grundfos NBG 65-50-160/177 11kW 2P | 15 | 300
Grundfos NBG 100-65-315/314 11kW 4P | 15 | 300
Grundfos NBG 100-65-315/314 11kW 4P | 15.2 | 300
Grundfos NBG 80-65-160/167 11kW 2P | 16.7 | 300
Grundfos NBG 80-65-160/167 11kW 2P | 17 | 300
Grundfos NBG 80-65-160/167 11kW 2P | 17.1 | 300
Grundfos NBG 80-65-160/167 11kW 2P | 17.9 | 300
Grundfos NBG 80-65-160/167 11kW 2P | 18.38 | 300
Grundfos NBG 80-65-160/167 11kW 2P | 18.4 | 300
Grundfos NBG 80-65-160/167 11kW 2P | 18.9 | 300
Grundfos NBG 100-65-315/314 11kW 4P | 19 | 300
Grundfos NBG 65-40-200/217 1.5kW 4P | 19 | 300
Grundfos NBG 80-65-160/167 11kW 2P | 19.2 | 300
Grundfos NBG 80-65-160/167 11kW 2P | 21 | 300
Grundfos NBG 80-65-160/167 11kW 2P | 21.1 | 300
Grundfos NBG 80-65-160/167 11kW 2P | 21.8 | 300
Grundfos NBG 80-65-160/167 11kW 2P | 23.1 | 300
Grundfos NBG 80-65-160/167 11kW 2P | 24.6 | 300
Grundfos NBG 100-80-160/173 15kW 2P | 24.65 | 300
Grundfos NBG 100-65-200/177 15kW 2P | 24.9 | 300
Grundfos NBG 100-65-200/177 15kW 2P | 25.7 | 300
Grundfos NBG 100-65-200/177 15kW 2P | 26.5 | 300
Grundfos NBG 100-80-160/173 15kW 2P | 27.8 | 300
Grundfos NBG 100-80-160/173 15kW 2P | 29.1 | 300
Grundfos NBG 125-80-315/305 15kW 4P | 29.3 | 300
Grundfos NBG 100-80-160/173 15kW 2P | 29.9 | 300
Grundfos NBG 100-80-160/173 15kW 2P | 30 | 300
Grundfos NBG 100-80-160/173 15kW 2P | 31.4 | 300
Grundfos NBG 100-65-200/177 15kW 2P | 31.5 | 300
Grundfos NBG 100-80-160/173 15kW 2P | 33.1 | 300
Grundfos NBG 100-80-160/177 18.5kW 2P | 35 | 300
Grundfos NBG 100-80-160/177 18.5kW 2P | 38 | 300
Grundfos NBG 125-80-200/171 22kW 2P | 38 | 300
Grundfos NBG 125-80-200/171 22kW 2P | 39.62 | 300
Grundfos NBG 125-80-315/334 22kW 4P | 39.62 | 300
Grundfos NBG 125-80-160/167 22kW 2P | 42.18 | 300
Grundfos NBG 125-80-160/167 22kW 2P | 45.69 | 300
Grundfos NBG 125-100-315/312 22kW 4P | 48.49 | 300
Grundfos NBG 125-80-200/188 30kW 2P | 48.49 | 300
Grundfos NBG 125-80-200/188 30kW 2P | 48.7 | 300
Grundfos NBG 125-80-160/177 30kW 2P | 49 | 300
Grundfos NBG 125-80-200/188 30kW 2P | 49 | 300
Grundfos NBG 125-100-315/334 30kW 4P | 49.35 | 300
Grundfos NBG 125-80-200/188 30kW 2P | 49.35 | 300
Grundfos NBG 125-80-200/188 30kW 2P | 52.63 | 300
Grundfos NBG 125-80-160/177 30kW 2P | 53.2 | 300
Grundfos NBG 125-80-160/177 30kW 2P | 54 | 300
Grundfos NBG 150-125-315/317 30kW 4P | 57.8 | 300
Grundfos NBG 125-100-200/170 30kW 2P | 58 | 300
Grundfos NBG 125-80-160/177 30kW 2P | 58.85 | 300
Grundfos NBG 125-100-200/181 37kW 2P | 70 | 300
Grundfos NBG 125-100-200/181 37kW 2P | 71.65 | 300
Grundfos NBG 150-125-315/336 37kW 4P | 71.65 | 300
Grundfos NBG 125-100-200/181 37kW 2P | 77 | 300
Grundfos NBG 150-125-315/336 37kW 4P | 77 | 300
Grundfos NBG 150-125-315/336 37kW 4P | 85 | 300
Grundfos NBG 150-125-315/336 37kW 4P | 88 | 300
Grundfos NBG 50-32-160/177 5.5kW 2P | 88 | 300
Grundfos NBG 150-125-315/336 37kW 4P | 88.59 | 300
Grundfos NBG 150-125-315/336 37kW 4P | 88.66 | 300
Grundfos NBG 125-100-200/181 37kW 2P | 93 | 300
Grundfos NBG 200-150-315/310 55kW 4P | 93 | 300
Grundfos NBG 200-150-315/336 75kW 4P | 104.45 | 300
Grundfos NBG 150-125-200/205 EUP 75kW 2P | 105 | 300
Grundfos NBG 200-150-315/336 75kW 4P | 129.4 | 300
Grundfos NBG 100-65-200/162 11kW 2P | 23.6 | 303
Grundfos NBG 80-65-160/167 11kW 2P | 20 | 310
Grundfos NBG 100-65-315/320 15kW 4P | 20 | 310
Grundfos NBG 100-65-200/177 15kW 2P | 29.1 | 310
Grundfos NBG 50-32-160/177 5.5kW 2P | 9.6 | 315
Grundfos NBG 65-50-160/172 7.5kW 2P | 9.6 | 315
Grundfos NBG 125-100-200/170 30kW 2P | 60.9 | 315
Grundfos NBG 125-80-315/334 22kW 4P | 38.7 | 320
Grundfos NBG 80-50-200/181 11kW 2P | 16.2 | 330
Grundfos NBG 50-32-160/177 5.5kW 2P | 8.34 | 335
Grundfos NBG 50-32-160/177 5.5kW 2P | 8 | 340
Grundfos NBG 125-100-200/181 37kW 2P | 70.81 | 340
Grundfos NBG 125-100-200/192 45kW 2P | 71.24 | 340
Grundfos NBG 125-100-200/170 30kW 2P | 83.2 | 340
Grundfos NBG 65-40-315/334 5.5kW 4P | 4 | 350
Grundfos NBG 50-32-200/206 7.5kW 2P | 6.72 | 350
Grundfos NBG 50-32-160/177 5.5kW 2P | 7 | 350
Grundfos NBG 50-32-160/177 5.5kW 2P | 7.4 | 350
Grundfos NBG 50-32-160/177 5.5kW 2P | 7.66 | 350
Grundfos NBG 80-50-315/331 7.5kW 4P | 7.66 | 350
Grundfos NBG 50-32-160/177 5.5kW 2P | 8.01 | 350
Grundfos NBG 65-50-160/172 7.5kW 2P | 8.4 | 350
Grundfos NBG 65-50-160/172 7.5kW 2P | 10.72 | 350
Grundfos NBG 65-40-200/206 11kW 2P | 13.6 | 350
Grundfos NBG 65-50-160/172 7.5kW 2P | 13.7 | 350
Grundfos NBG 65-40-200/219 15kW 2P | 13.9 | 350
Grundfos NBG 65-50-160/172 7.5kW 2P | 13.9 | 350
Grundfos NBG 80-50-200/181 11kW 2P | 14.15 | 350
Grundfos NBG 65-40-200/206 11kW 2P | 14.3 | 350
Grundfos NBG 80-50-200/181 11kW 2P | 14.7 | 350
Grundfos NBG 80-50-200/181 11kW 2P | 15.6 | 350
Grundfos NBG 80-65-160/177 15kW 2P | 18.1 | 350
Grundfos NBG 80-65-160/177 15kW 2P | 19.8 | 350
Grundfos NBG 80-65-160/177 15kW 2P | 20.5 | 350
Grundfos NBG 125-80-400/347 18.5kW 4P | 24 | 350
Grundfos NBG 80-65-160/177 15kW 2P | 24 | 350
Grundfos NBG 100-65-200/177 15kW 2P | 24.1 | 350
Grundfos NBG 100-65-200/177 15kW 2P | 26.3 | 350
Grundfos NBG 100-65-200/177 15kW 2P | 26.8 | 350
Grundfos NBG 100-80-160/177 18.5kW 2P | 27 | 350
Grundfos NBG 125-80-315/334 22kW 4P | 27 | 350
Grundfos NBG 100-65-200/177 15kW 2P | 27.3 | 350
Grundfos NBG 100-80-160/177 18.5kW 2P | 27.3 | 350
Grundfos NBG 100-65-200/177 15kW 2P | 28.3 | 350
Grundfos NBG 100-80-160/177 18.5kW 2P | 28.3 | 350
Grundfos NBG 100-65-200/190 18.5kW 2P | 29 | 350
Grundfos NBG 100-80-160/177 18.5kW 2P | 30.6 | 350
Grundfos NBG 100-65-200/190 18.5kW 2P | 31.9 | 350
Grundfos NBG 100-80-160/177 18.5kW 2P | 33.9 | 350
Grundfos NBG 125-80-200/188 30kW 2P | 37.1 | 350
Grundfos NBG 125-80-200/188 30kW 2P | 43.7 | 350
Grundfos NBG 125-100-315/334 30kW 4P | 45 | 350
Grundfos NBG 125-80-200/188 30kW 2P | 45 | 350
Grundfos NBG 125-80-200/188 30kW 2P | 47.8 | 350
Grundfos NBG 125-80-200/188 30kW 2P | 48 | 350
Grundfos NBG 125-100-200/181 37kW 2P | 53.2 | 350
Grundfos NBG 150-125-315/336 37kW 4P | 55 | 350
Grundfos NBG 125-100-200/181 37kW 2P | 57.8 | 350
Grundfos NBG 125-100-200/181 37kW 2P | 60 | 350
Grundfos NBG 125-100-200/181 37kW 2P | 66.5 | 350
Grundfos NBG 125-100-200/192 45kW 2P | 79.55 | 350
Grundfos NBG 125-100-200/192 45kW 2P | 85 | 350
Grundfos NBG 150-125-200/205 EUP 75kW 2P | 121.3 | 350
Grundfos NBG 125-100-200/181 37kW 2P | 61.5 | 355
Grundfos NBG 80-50-200/181 11kW 2P | 15 | 360
Grundfos NBG 100-65-200/190 18.5kW 2P | 30 | 365
Grundfos NBG 80-50-200/181 11kW 2P | 12.8 | 370
Grundfos NBG 125-100-400/360 EUP 30kW 4P | 48 | 370
Grundfos NBG 100-80-160/177 18.5kW 2P | 26 | 375
Grundfos NBG 125-80-400/365 22kW 4P | 26 | 375
Grundfos NBG 80-50-200/181 11kW 2P | 14 | 380
Grundfos NBG 100-65-200/190 18.5kW 2P | 31.8 | 380
Grundfos NBG 100-65-200/198 22kW 2P | 33.1 | 380
Grundfos NBG 65-40-200/206 11kW 2P | 13.7 | 390
Grundfos NBG 80-50-200/181 11kW 2P | 13.7 | 390
Grundfos NBG 100-65-200/190 18.5kW 2P | 24.21 | 390
Grundfos NBG 125-80-400/365 22kW 4P | 24.21 | 390
Grundfos NBG 80-50-200/210 18.5kW 2P | 24.21 | 390
Grundfos NBG 80-50-200/198 15kW 2P | 23.6 | 392.2
Grundfos NBG 100-65-200/190 18.5kW 2P | 25.3 | 392.2
Grundfos NBG 50-32-200/190 5.5kW 2P | 3.27 | 400
Grundfos NBG 50-32-200/190 5.5kW 2P | 3.3 | 400
Grundfos NBG 50-32-160/177 5.5kW 2P | 4.8 | 400
Grundfos NBG 65-40-200/188 7.5kW 2P | 9.27 | 400
Grundfos NBG 65-50-160/172 7.5kW 2P | 9.5 | 400
Grundfos NBG 65-50-160/177 11kW 2P | 10 | 400
Grundfos NBG 65-50-160/177 11kW 2P | 10.5 | 400
Grundfos NBG 65-50-160/177 11kW 2P | 10.67 | 400
Grundfos NBG 65-40-200/206 11kW 2P | 11.6 | 400
Grundfos NBG 65-40-200/206 11kW 2P | 12 | 400
Grundfos NBG 80-50-200/181 11kW 2P | 12.8 | 400
Grundfos NBG 80-50-200/181 11kW 2P | 14.8 | 400
Grundfos NBG 80-50-200/181 11kW 2P | 17 | 400
Grundfos NBG 80-65-160/177 15kW 2P | 17.9 | 400
Grundfos NBG 80-65-160/177 15kW 2P | 19 | 400
Grundfos NBG 80-50-200/198 15kW 2P | 19.33 | 400
Grundfos NBG 80-50-200/198 15kW 2P | 21.5 | 400
Grundfos NBG 100-65-200/190 18.5kW 2P | 22.04 | 400
Grundfos NBG 80-50-200/198 15kW 2P | 23.3 | 400
Grundfos NBG 100-65-200/190 18.5kW 2P | 25.52 | 400
Grundfos NBG 125-80-400/365 22kW 4P | 25.52 | 400
Grundfos NBG 100-65-200/190 18.5kW 2P | 29.8 | 400
Grundfos NBG 100-65-200/198 22kW 2P | 30 | 400
Grundfos NBG 100-65-200/198 22kW 2P | 31.4 | 400
Grundfos NBG 125-80-200/188 30kW 2P | 42.92 | 400
Grundfos NBG 125-80-160/167 22kW 2P | 44 | 400
Grundfos NBG 125-80-200/188 30kW 2P | 46.1 | 400
Grundfos NBG 125-80-200/200 37kW 2P | 49 | 400
Grundfos NBG 125-80-200/200 37kW 2P | 50 | 400
Grundfos NBG 125-100-400/375 EUP 37kW 4P | 51 | 400
Grundfos NBG 125-80-200/200 37kW 2P | 51 | 400
Grundfos NBG 125-80-200/200 37kW 2P | 52.1 | 400
Grundfos NBG 125-100-200/192 45kW 2P | 71.8 | 400
Grundfos NBG 125-100-200/203 55kW 2P | 77.02 | 403
Grundfos NBG 100-65-200/190 18.5kW 2P | 29.8 | 405
Grundfos NBG 100-65-200/198 22kW 2P | 29.81 | 405
Grundfos NBG 80-50-200/198 15kW 2P | 19.1 | 410
Grundfos NBG 100-65-200/198 22kW 2P | 33.83 | 430
Grundfos NBG 100-65-200/217 30kW 2P | 35.76 | 430
Grundfos NBG 80-50-200/210 18.5kW 2P | 23.2 | 440
Grundfos NBG 50-32-160/151 3kW 2P | 4.2 | 450
Grundfos NBG 50-32-160/151 3kW 2P | 6.72 | 450
Grundfos NBG 50-32-200/206 7.5kW 2P | 6.8 | 450
Grundfos NBG 50-32-200/206 7.5kW 2P | 8.2 | 450
Grundfos NBG 65-40-200/219 15kW 2P | 13.9 | 450
Grundfos NBG 80-50-250/205 15kW 2P | 15.7 | 450
Grundfos NBG 80-50-200/198 15kW 2P | 16.3 | 450
Grundfos NBG 80-50-200/198 15kW 2P | 18.7 | 450
Grundfos NBG 80-50-200/198 15kW 2P | 22.4 | 450
Grundfos NBG 80-50-200/210 18.5kW 2P | 23.1 | 450
Grundfos NBG 50-32-200/206 7.5kW 2P | 25.7 | 450
Grundfos NBG 80-50-200/210 18.5kW 2P | 25.7 | 450
Grundfos NBG 100-65-200/198 22kW 2P | 27.3 | 450
Grundfos NBG 100-65-200/198 22kW 2P | 30 | 450
Grundfos NBG 125-80-400/397 30kW 4P | 31 | 450
Grundfos NBG 100-65-200/198 22kW 2P | 31 | 450
Grundfos NBG 100-65-200/217 30kW 2P | 34.1 | 450
Grundfos NBG 125-80-400/397 30kW 4P | 34.1 | 450
Grundfos NBG 125-80-200/200 37kW 2P | 46.2 | 450
Grundfos NBG 125-80-200/200 37kW 2P | 48.7 | 450
Grundfos NBG 125-100-200/219 75kW 2P | 96 | 450
Grundfos NBG 100-65-200/217 30kW 2P | 38.91 | 455
Grundfos NBG 125-80-200/200 37kW 2P | 42.79 | 455
Grundfos NBG 125-80-200/200 37kW 2P | 42.74 | 460
Grundfos NBG 125-80-200/200 37kW 2P | 42.77 | 460
Grundfos NBG 50-32-200/219 11kW 2P | 10 | 475
Grundfos NBG 80-50-200/198 15kW 2P | 19.1 | 475
Grundfos NBG 80-50-200/210 18.5kW 2P | 15 | 480
Grundfos NBG 65-40-200/219 15kW 2P | 15 | 480
Grundfos NBG 125-80-200/211 45kW 2P | 51 | 480
Grundfos NBG 65-40-200/219 15kW 2P | 14.6 | 500
Grundfos NBG 100-65-200/217 30kW 2P | 34.7 | 500
Grundfos NBG 125-80-200/211 45kW 2P | 47 | 500
Grundfos NBG 125-80-200/211 45kW 2P | 56.81 | 500
Grundfos NBG 150-125-200/219 EUP 90kW 2P | 132.4 | 500
Grundfos NBG 50-32-200/219 11kW 2P | 8.37 | 515
Grundfos NBG 100-65-200/217 30kW 2P | 31 | 550
Grundfos NBG 150-125-315/317 30kW 4P | 31 | 550
Grundfos NBG 65-40-200/219 15kW 2P | 9.6 | 575
Grundfos NBG 125-80-250/234 55kW 2P | 60.9 | 575
Grundfos NBG 125-100-200/219 75kW 2P | 68.2 | 580
Grundfos NBG 125-80-250/234 55kW 2P | 47 | 600
Grundfos NBG 125-100-250/242 EUP 90kW 2P | 71.6 | 620
Grundfos NBG 65-40-250/245 18.5kW 2P | 13.9 | 650
Grundfos NBG 80-50-250/233 22kW 2P | 17.9 | 650

## RACP Duties (hidden)
2.4 L/s @ 150kPa)
CM 10-2 | 1852
CME 10-1 | 2470
CR 10-2 | 2110
CRE 5-2 | 2609
TP 32-200 | 2909
TPE3 32-200 | 8117

## NBG Details (hidden)
Part Number | Name | Pump LIST | Poles | kW | MEI | Weight (kg) | Length (mm) | Width (mm) | Height (mm) | Required Weight
99796406 | NBG 50-32-160/139 | 3880 | 2 | 2.2 | 0.59 | 58 | 426 | 103 | 194 | 87 | 0.626 | 0.303 | 0.18968
99796407 | NBG 50-32-160/151 | 3947 | 2 | 3 | 0.59 | 68 | 504 | 103 | 194 | 102 | 0.704 | 0.303 | 0.21331
99796408 | NBG 50-32-160/163 | 5470 | 2 | 4 | 0.59 | 77 | 504 | 141 | 194 | 115.5 | 0.704 | 0.341 | 0.24006
99796409 | NBG 50-32-160/177 | 4397 | 2 | 5.5 | 0.59 | 117 | 593 | 141 | 194 | 175.5 | 0.793 | 0.341 | 0.27041
99796410 | NBG 50-32-200/176 | 4489 | 2 | 4 | 0.68 | 82 | 503.5 | 141 | 194 | 123 | 0.7035 | 0.341 | 0.23989
99796411 | NBG 50-32-200/190 | 4715 | 2 | 5.5 | 0.68 | 122 | 592.5 | 141 | 194 | 183 | 0.7925 | 0.341 | 0.27024
99796412 | NBG 50-32-200/206 | 5104 | 2 | 7.5 | 0.68 | 130 | 592.5 | 141 | 194 | 195 | 0.7925 | 0.341 | 0.27024
99796413 | NBG 50-32-200/219 | 6029 | 2 | 11 | 0.68 | 166 | 810.5 | 269 | 340 | 249 | 1.0105 | 0.469 | 0.47392
99796414 | NBG 65-40-200/172 | 5137 | 2 | 5.5 | 0.65 | 123 | 612.5 | 141 | 216 | 184.5 | 0.8125 | 0.341 | 0.27706
99796415 | NBG 65-40-200/188 | 5320 | 2 | 7.5 | 0.65 | 132 | 612.5 | 141 | 216 | 198 | 0.8125 | 0.341 | 0.27706
99796416 | NBG 65-40-200/206 | 6455 | 2 | 11 | 0.65 | 169 | 830.5 | 297 | 340 | 253.5 | 1.0305 | 0.497 | 0.51216
99796417 | NBG 65-40-200/219 | 6536 | 2 | 15 | 0.65 | 174 | 830.5 | 297 | 340 | 261 | 1.0305 | 0.497 | 0.51216
99796418 | NBG 65-40-250/211 | 7151 | 2 | 11 | 0.7 | 183 | 830.5 | 336 | 405 | 274.5 | 1.0305 | 0.536 | 0.55235
99796419 | NBG 65-40-250/230 | 7695 | 2 | 15 | 0.7 | 188 | 830.5 | 336 | 405 | 282 | 1.0305 | 0.536 | 0.55235
99796420 | NBG 65-40-250/245 | 8654 | 2 | 18.5 | 0.7 | 210 | 830.5 | 336 | 405 | 315 | 1.0305 | 0.536 | 0.55235
99796421 | NBG 65-40-250/255 | 8969 | 2 | 22 | 0.7 | 253 | 934.5 | 336 | 405 | 379.5 | 1.1345 | 0.536 | 0.60809
99796422 | NBG 65-40-250/260 | 10047 | 2 | 30 | 0.7 | 308 | 999.5 | 336 | 405 | 462 | 1.1995 | 0.536 | 0.64293
99796423 | NBG 65-40-315/273 | 10634 | 2 | 22 | 0.7 | 284 | 990 | 406 | 450 | 426 | 1.19 | 0.606 | 0.72114
99796424 | NBG 65-40-315/298 | 11628 | 2 | 30 | 0.7 | 338 | 1055 | 406 | 450 | 507 | 1.255 | 0.606 | 0.76053
99796425 | NBG 65-40-315/318 | 12524 | 2 | 37 | 0.7 | 354 | 1055 | 406 | 450 | 531 | 1.255 | 0.606 | 0.76053
99796426 | NBG 65-40-315/336 | 14017 | 2 | 45 | 0.7 | 557 | 1135 | 406 | 450 | 835.5 | 1.335 | 0.606 | 0.80901
99796427 | NBG 65-50-160/144 | 4295 | 2 | 4 | 0.7 | 80 | 504 | 141 | 194 | 120 | 0.704 | 0.341 | 0.24006
99801081 | NBG 65-50-160/158 | 4650 | 2 | 5.5 | 0.7 | 119 | 593 | 141 | 194 | 178.5 | 0.793 | 0.341 | 0.27041
99801082 | NBG 65-50-160/172 | 5003 | 2 | 7.5 | 0.7 | 128 | 593 | 141 | 194 | 192 | 0.793 | 0.341 | 0.27041
99801083 | NBG 65-50-160/177 | 7288 | 2 | 11 | 0.7 | 164 | 811 | 251 | 292 | 246 | 1.011 | 0.451 | 0.45596
99801085 | NBG 80-50-200/181 | 6442 | 2 | 11 | 0.7 | 171 | 830.5 | 305 | 360 | 256.5 | 1.0305 | 0.505 | 0.5204
99801086 | NBG 80-50-200/198 | 6957 | 2 | 15 | 0.7 | 176 | 830.5 | 305 | 360 | 264 | 1.0305 | 0.505 | 0.5204
99801087 | NBG 80-50-200/210 | 7753 | 2 | 18.5 | 0.7 | 198 | 830.5 | 305 | 360 | 297 | 1.0305 | 0.505 | 0.5204
99801088 | NBG 80-50-200/219 | 8183 | 2 | 22 | 0.7 | 241 | 934.5 | 305 | 360 | 361.5 | 1.1345 | 0.505 | 0.57292
99801089 | NBG 80-50-250/205 | 8420 | 2 | 15 | 0.67 | 194 | 855.5 | 344 | 405 | 291 | 1.0555 | 0.544 | 0.57419
99801090 | NBG 80-50-250/222 | 8920 | 2 | 18.5 | 0.67 | 215 | 855.5 | 344 | 405 | 322.5 | 1.0555 | 0.544 | 0.57419
99801091 | NBG 80-50-250/233 | 9251 | 2 | 22 | 0.67 | 255 | 959.5 | 344 | 405 | 382.5 | 1.1595 | 0.544 | 0.63077
99801092 | NBG 80-50-250/254 | 10657 | 2 | 30 | 0.67 | 311 | 1024.5 | 344 | 405 | 466.5 | 1.2245 | 0.544 | 0.66613
99801093 | NBG 80-50-250/263 | 11243 | 2 | 37 | 0.67 | 326 | 1024.5 | 344 | 405 | 489 | 1.2245 | 0.544 | 0.66613
99801094 | NBG 80-50-315/267 | 10671 | 2 | 30 | 0.49 | 344 | 1055 | 417 | 505 | 516 | 1.255 | 0.617 | 0.77433
99801095 | NBG 80-50-315/285 | 11632 | 2 | 37 | 0.49 | 360 | 1055 | 417 | 505 | 540 | 1.255 | 0.617 | 0.77433
99801096 | NBG 80-50-315/300 | 12865 | 2 | 45 | 0.49 | 564 | 1135 | 417 | 505 | 846 | 1.335 | 0.617 | 0.82369
99801097 | NBG 80-50-315/321 | 16050 | 2 | 55 | 0.49 | 667 | 1211 | 417 | 505 | 1000.5 | 1.411 | 0.617 | 0.87059
99801098 | NBG 80-65-160/136 | 4798 | 2 | 5.5 | 0.7 | 123 | 613 | 141 | 216 | 184.5 | 0.813 | 0.341 | 0.27723
99801099 | NBG 80-65-160/150 | 5099 | 2 | 7.5 | 0.7 | 132 | 613 | 141 | 216 | 198 | 0.813 | 0.341 | 0.27723
99801100 | NBG 80-65-160/167 | 6062 | 2 | 11 | 0.7 | 168 | 831 | 276 | 340 | 252 | 1.031 | 0.476 | 0.49076
99801101 | NBG 80-65-160/177 | 6430 | 2 | 15 | 0.7 | 173 | 831 | 276 | 340 | 259.5 | 1.031 | 0.476 | 0.49076
99801102 | NBG 100-65-200/162 | 6894 | 2 | 11 | 0.7 | 181 | 830.5 | 322 | 405 | 271.5 | 1.0305 | 0.522 | 0.53792
99801103 | NBG 100-65-200/177 | 7287 | 2 | 15 | 0.7 | 186 | 830.5 | 322 | 405 | 279 | 1.0305 | 0.522 | 0.53792
99801104 | NBG 100-65-200/190 | 8293 | 2 | 18.5 | 0.7 | 208 | 830.5 | 322 | 405 | 312 | 1.0305 | 0.522 | 0.53792
99801105 | NBG 100-65-200/198 | 9039 | 2 | 22 | 0.7 | 251 | 934.5 | 322 | 405 | 376.5 | 1.1345 | 0.522 | 0.59221
99801107 | NBG 100-65-200/219 | 10863 | 2 | 37 | 0.7 | 321 | 999.5 | 322 | 405 | 481.5 | 1.1995 | 0.522 | 0.62614
99801108 | NBG 100-65-250/223 | 10714 | 2 | 30 | 0.57 | 332 | 1055 | 383 | 450 | 498 | 1.255 | 0.583 | 0.73166
99801109 | NBG 100-65-250/238 | 11440 | 2 | 37 | 0.57 | 348 | 1055 | 383 | 450 | 522 | 1.255 | 0.583 | 0.73166
99801110 | NBG 100-65-250/251 | 13984 | 2 | 45 | 0.57 | 550 | 1135 | 383 | 450 | 825 | 1.335 | 0.583 | 0.7783
99801111 | NBG 100-65-250/269 | 15635 | 2 | 55 | 0.57 | 654 | 1211 | 383 | 450 | 981 | 1.411 | 0.583 | 0.82261
99801112 | NBG 100-65-250/270 | 18906 | 2 | 75 | 0.57 | 684 | 1211 | 383 | 450 | 1026 | 1.411 | 0.583 | 0.82261
99801113 | NBG 100-65-315/272 | 18067 | 2 | 55 | 0.7 | 671 | 1209 | 430 | 505 | 1006.5 | 1.409 | 0.63 | 0.88767
99801114 | NBG 100-65-315/295 | 21388 | 2 | 75 | 0.7 | 702 | 1209 | 430 | 505 | 1053 | 1.409 | 0.63 | 0.88767
99801115 | NBG 100-65-315/308 | 24179 | 2 | 90 | 0.7 | 1010 | 1322 | 430 | 505 | 1515 | 1.522 | 0.63 | 0.95886
99801116 | NBG 100-80-160/143 | 6482 | 2 | 7.5 | 0.7 | 136 | 613 | 145 | 216 | 204 | 0.813 | 0.345 | 0.28048
99801117 | NBG 100-80-160/157 | 6799 | 2 | 11 | 0.7 | 173 | 831 | 288 | 360 | 259.5 | 1.031 | 0.488 | 0.50313
99801118 | NBG 100-80-160/173 | 7553 | 2 | 15 | 0.7 | 179 | 831 | 288 | 360 | 268.5 | 1.031 | 0.488 | 0.50313
99801119 | NBG 125-80-160/147-127 | 7955 | 2 | 11 | 0.7 | 187 | 856 | 321 | 405 | 280.5 | 1.056 | 0.521 | 0.55018
99801120 | NBG 125-80-160/151 | 8384 | 2 | 15 | 0.7 | 190 | 856 | 321 | 405 | 285 | 1.056 | 0.521 | 0.55018
99801121 | NBG 125-80-160/161 | 8886 | 2 | 18.5 | 0.7 | 213 | 856 | 321 | 405 | 319.5 | 1.056 | 0.521 | 0.55018
99801122 | NBG 125-80-160/167 | 10224 | 2 | 22 | 0.7 | 252 | 960 | 321 | 405 | 378 | 1.16 | 0.521 | 0.60436
99801123 | NBG 125-80-160/177 | 12515 | 2 | 30 | 0.7 | 307 | 1025 | 321 | 405 | 460.5 | 1.225 | 0.521 | 0.63823
99801124 | NBG 125-80-200/171 | 9014 | 2 | 22 | 0.7 | 265 | 990 | 354 | 430 | 397.5 | 1.19 | 0.554 | 0.65926
99801125 | NBG 125-80-200/188 | 10460 | 2 | 30 | 0.7 | 317 | 1055 | 354 | 430 | 475.5 | 1.255 | 0.554 | 0.69527
99801126 | NBG 125-80-200/200 | 11619 | 2 | 37 | 0.7 | 332 | 1055 | 354 | 430 | 498 | 1.255 | 0.554 | 0.69527
99801127 | NBG 125-80-200/211 | 13028 | 2 | 45 | 0.7 | 535 | 1135 | 354 | 430 | 802.5 | 1.335 | 0.554 | 0.73959
99801128 | NBG 125-80-200/222 | 19274 | 2 | 55 | 0.7 | 639 | 1211 | 354 | 430 | 958.5 | 1.411 | 0.554 | 0.78169
99801129 | NBG 125-80-250/220 | 14942 | 2 | 45 | 0.7 | 553 | 1135 | 392 | 505 | 829.5 | 1.335 | 0.592 | 0.79032
99801130 | NBG 125-80-250/234 | 16321 | 2 | 55 | 0.7 | 657 | 1211 | 392 | 505 | 985.5 | 1.411 | 0.592 | 0.83531
99801132 | NBG 125-80-250/257 | 20052 | 2 | 75 | 0.7 | 688 | 1211 | 392 | 505 | 1032 | 1.411 | 0.592 | 0.83531
99801133 | NBG 125-80-250/270 | 22435 | 2 | 90 | 0.7 | 996 | 1324 | 392 | 505 | 1494 | 1.524 | 0.592 | 0.90221
99801134 | NBG 125-80-315/278 | 24887 | 2 | 90 | 0.69 | 1020 | 1322 | 460 | 565 | 1530 | 1.522 | 0.66 | 1.0045
99801135 | NBG 125-100-160/160-154 | 10932 | 2 | 18.5 | 0.7 | 228 | 856 | 382 | 480 | 342 | 1.056 | 0.582 | 0.61459
99801136 | NBG 125-100-160/167 | 12900 | 2 | 22 | 0.7 | 268 | 960 | 382 | 480 | 402 | 1.16 | 0.582 | 0.67512
99801137 | NBG 125-100-160/176 | 14073 | 2 | 30 | 0.7 | 324 | 1025 | 382 | 480 | 486 | 1.225 | 0.582 | 0.71295
99801138 | NBG 125-100-200/170 | 11060 | 2 | 30 | 0.68 | 327 | 1055 | 381 | 480 | 490.5 | 1.255 | 0.581 | 0.72915
99801139 | NBG 125-100-200/181 | 11345 | 2 | 37 | 0.68 | 342 | 1055 | 381 | 480 | 513 | 1.255 | 0.581 | 0.72915
99801140 | NBG 125-100-200/192 | 15395 | 2 | 45 | 0.68 | 546 | 1135 | 381 | 480 | 819 | 1.335 | 0.581 | 0.77563
99801141 | NBG 125-100-200/219 | 19208 | 2 | 75 | 0.68 | 680 | 1211 | 381 | 480 | 1020 | 1.411 | 0.581 | 0.81979
99801142 | NBG 125-100-250/205 | 20730 | 2 | 55 | 0.7 | 668 | 184 | 96 | 352 | 1002 | 0.384 | 0.296 | 0.11366
99801143 | NBG 125-100-250/229 | 23452 | 2 | 75 | 0.7 | 699 | 1224 | 432 | 505 | 1048.5 | 1.424 | 0.632 | 0.89997
99801144 | NBG 125-100-250/242 | 26062 | 2 | 90 | 0.7 | 1010 | 1337 | 432 | 505 | 1515 | 1.537 | 0.632 | 0.97138
99801145 | NBG 150-125-200/176-154 | 14656 | 2 | 45 | 0.7 | 603 | 1150 | 452 | 565 | 904.5 | 1.35 | 0.652 | 0.8802
99801146 | NBG 150-125-200/196-166 | 17638 | 2 | 55 | 0.7 | 680 | 1226 | 452 | 565 | 1020 | 1.426 | 0.652 | 0.92975
99801147 | NBG 150-125-200/205 | 19884 | 2 | 75 | 0.7 | 711 | 1226 | 452 | 565 | 1066.5 | 1.426 | 0.652 | 0.92975
99801148 | NBG 150-125-200/219 | 22120 | 2 | 90 | 0.7 | 1020 | 1339 | 452 | 565 | 1530 | 1.539 | 0.652 | 1.0034
99801149 | NBG 150-125-250/221 | 22754 | 2 | 90 | 0.7 | 1020 | 1337 | 472 | 605 | 1530 | 1.537 | 0.672 | 1.0329
99801150 | NBG 200-150-200/216-176 | 22003 | 2 | 75 | 0.7 | 763 | 1246 | 549 | 680 | 1144.5 | 1.446 | 0.749 | 1.0831
99801151 | NBG 200-150-200/218-202 | 24260 | 2 | 90 | 0.7 | 1070 | 1359 | 549 | 680 | 1605 | 1.559 | 0.749 | 1.1677
99801272 | NBG 50-32-160/172 | 3545 | 4 | 0.55 | 0.65 | 46 | 361 | 103 | 194 | 69 | 0.561 | 0.303 | 0.16998
99801273 | NBG 50-32-160/173 | 3588 | 4 | 0.75 | 0.65 | 49 | 426 | 103 | 194 | 73.5 | 0.626 | 0.303 | 0.18968
99801274 | NBG 50-32-200/184 | 3623 | 4 | 0.55 | 0.69 | 57 | 402.5 | 103 | 194 | 85.5 | 0.6025 | 0.303 | 0.18256
99801275 | NBG 50-32-200/197 | 3906 | 4 | 0.75 | 0.69 | 54 | 425.5 | 103 | 194 | 81 | 0.6255 | 0.303 | 0.18953
99801276 | NBG 50-32-200/216 | 4013 | 4 | 1.1 | 0.69 | 59 | 425.5 | 103 | 194 | 88.5 | 0.6255 | 0.303 | 0.18953
99801277 | NBG 50-32-200/219 | 4034 | 4 | 1.5 | 0.69 | 63 | 425.5 | 103 | 194 | 94.5 | 0.6255 | 0.303 | 0.18953
99801278 | NBG 65-40-200/177 | 3528 | 4 | 0.75 | 0.7 | 64 | 445.5 | 103 | 216 | 96 | 0.6455 | 0.303 | 0.19559
99801279 | NBG 65-40-200/198 | 4005 | 4 | 1.1 | 0.7 | 69 | 445.5 | 103 | 216 | 103.5 | 0.6455 | 0.303 | 0.19559
99801280 | NBG 65-40-200/217 | 4025 | 4 | 1.5 | 0.7 | 73 | 445.5 | 103 | 216 | 109.5 | 0.6455 | 0.303 | 0.19559
99801281 | NBG 65-40-200/219 | 4170 | 4 | 2.2 | 0.7 | 81 | 445.5 | 103 | 216 | 121.5 | 0.6455 | 0.303 | 0.19559
99801282 | NBG 65-40-250/219 | 4612 | 4 | 1.5 | 0.7 | 88 | 472.5 | 103 | 254 | 132 | 0.6725 | 0.303 | 0.20377
99801283 | NBG 65-40-250/245 | 4676 | 4 | 2.2 | 0.7 | 98 | 472.5 | 103 | 254 | 147 | 0.6725 | 0.303 | 0.20377
99801284 | NBG 65-40-250/260 | 4981 | 4 | 3 | 0.7 | 109 | 542.5 | 103 | 254 | 163.5 | 0.7425 | 0.303 | 0.22498
99801285 | NBG 65-40-315/283 | 6248 | 4 | 3 | 0.64 | 141 | 598 | 103 | 284 | 211.5 | 0.798 | 0.303 | 0.24179
99801286 | NBG 65-40-315/305 | 6304 | 4 | 4 | 0.64 | 146 | 598 | 141 | 284 | 219 | 0.798 | 0.341 | 0.27212
99801287 | NBG 65-40-315/334 | 6579 | 4 | 5.5 | 0.64 | 184 | 668 | 141 | 284 | 276 | 0.868 | 0.341 | 0.29599
99801288 | NBG 65-50-160/151 | 3654 | 4 | 0.55 | 0.7 | 48 | 361 | 103 | 194 | 72 | 0.561 | 0.303 | 0.16998
99801289 | NBG 65-50-160/162 | 3911 | 4 | 0.75 | 0.7 | 52 | 426 | 103 | 194 | 78 | 0.626 | 0.303 | 0.18968
99801290 | NBG 65-50-160/177 | 3961 | 4 | 1.1 | 0.7 | 57 | 426 | 103 | 194 | 85.5 | 0.626 | 0.303 | 0.18968
99801291 | NBG 80-50-200/171 | 4326 | 4 | 1.1 | 0.7 | 72 | 445.5 | 103 | 216 | 108 | 0.6455 | 0.303 | 0.19559
99801292 | NBG 80-50-200/188 | 4093 | 4 | 1.5 | 0.7 | 75 | 445.5 | 103 | 216 | 112.5 | 0.6455 | 0.303 | 0.19559
99801293 | NBG 80-50-200/210 | 4209 | 4 | 2.2 | 0.7 | 85 | 445.5 | 103 | 216 | 127.5 | 0.6455 | 0.303 | 0.19559
99801294 | NBG 80-50-200/219 | 4331 | 4 | 3 | 0.7 | 95 | 523.5 | 103 | 216 | 142.5 | 0.7235 | 0.303 | 0.21922
99801295 | NBG 80-50-250/221 | 4750 | 4 | 2.2 | 0.7 | 100 | 497.5 | 103 | 254 | 150 | 0.6975 | 0.303 | 0.21134
99801296 | NBG 80-50-250/241 | 4876 | 4 | 3 | 0.7 | 112 | 567.5 | 103 | 254 | 168 | 0.7675 | 0.303 | 0.23255
99801297 | NBG 80-50-250/263 | 5214 | 4 | 4 | 0.7 | 116 | 567.5 | 141 | 254 | 174 | 0.7675 | 0.341 | 0.26172
99801298 | NBG 80-50-315/277 | 6424 | 4 | 4 | 0.7 | 155 | 598 | 141 | 284 | 232.5 | 0.798 | 0.341 | 0.27212
99801299 | NBG 80-50-315/303 | 6545 | 4 | 5.5 | 0.7 | 191 | 668 | 141 | 284 | 286.5 | 0.868 | 0.341 | 0.29599
99801300 | NBG 80-50-315/331 | 6761 | 4 | 7.5 | 0.7 | 201 | 668 | 141 | 284 | 301.5 | 0.868 | 0.341 | 0.29599
99801301 | NBG 80-50-315/344 | 9499 | 4 | 11 | 0.7 | 256 | 886 | 417 | 505 | 384 | 1.086 | 0.617 | 0.67006
99801302 | NBG 80-65-160/131 | 3692 | 4 | 0.55 | 0.7 | 52 | 381 | 103 | 216 | 78 | 0.581 | 0.303 | 0.17604
99801303 | NBG 80-65-160/139 | 3774 | 4 | 0.75 | 0.7 | 55 | 446 | 103 | 216 | 82.5 | 0.646 | 0.303 | 0.19574
99801304 | NBG 80-65-160/158 | 3832 | 4 | 1.1 | 0.7 | 61 | 446 | 103 | 216 | 91.5 | 0.646 | 0.303 | 0.19574
99801305 | NBG 80-65-160/175 | 3930 | 4 | 1.5 | 0.7 | 65 | 446 | 103 | 216 | 97.5 | 0.646 | 0.303 | 0.19574
99801306 | NBG 80-65-160/177 | 4259 | 4 | 2.2 | 0.7 | 73 | 446 | 103 | 216 | 109.5 | 0.646 | 0.303 | 0.19574
99801307 | NBG 100-65-200/170 | 4400 | 4 | 1.5 | 0.7 | 87 | 472.5 | 107 | 254 | 130.5 | 0.6725 | 0.307 | 0.20646
99801308 | NBG 100-65-200/189 | 4488 | 4 | 2.2 | 0.7 | 96 | 472.5 | 107 | 254 | 144 | 0.6725 | 0.307 | 0.20646
99801309 | NBG 100-65-200/205 | 4735 | 4 | 3 | 0.7 | 107 | 542.5 | 107 | 254 | 160.5 | 0.7425 | 0.307 | 0.22795
99801310 | NBG 100-65-200/219 | 4988 | 4 | 4 | 0.7 | 111 | 542.5 | 145 | 254 | 166.5 | 0.7425 | 0.345 | 0.25616
99801311 | NBG 100-65-250/215 | 6054 | 4 | 3 | 0.7 | 136 | 598 | 107 | 284 | 204 | 0.798 | 0.307 | 0.24499
99801312 | NBG 100-65-250/232 | 5746 | 4 | 4 | 0.7 | 141 | 598 | 145 | 284 | 211.5 | 0.798 | 0.345 | 0.27531
99801313 | NBG 100-65-250/254 | 5803 | 4 | 5.5 | 0.7 | 177 | 668 | 145 | 284 | 265.5 | 0.868 | 0.345 | 0.29946
99801314 | NBG 100-65-250/270 | 6249 | 4 | 7.5 | 0.7 | 187 | 668 | 145 | 284 | 280.5 | 0.868 | 0.345 | 0.29946
99801315 | NBG 100-65-315/261 | 7608 | 4 | 5.5 | 0.7 | 196 | 666 | 145 | 319 | 294 | 0.866 | 0.345 | 0.29877
99801316 | NBG 100-65-315/282 | 7961 | 4 | 7.5 | 0.7 | 205 | 666 | 145 | 319 | 307.5 | 0.866 | 0.345 | 0.29877
99801317 | NBG 100-65-315/314 | 8987 | 4 | 11 | 0.7 | 263 | 884 | 430 | 505 | 394.5 | 1.084 | 0.63 | 0.68292
99801318 | NBG 100-65-315/320 | 9411 | 4 | 15 | 0.7 | 258 | 928 | 430 | 505 | 387 | 1.128 | 0.63 | 0.71064
99801319 | NBG 100-80-160/135 | 3912 | 4 | 0.75 | 0.7 | 71 | 473 | 107 | 216 | 106.5 | 0.673 | 0.307 | 0.20661
99801320 | NBG 100-80-160/149 | 4298 | 4 | 1.1 | 0.7 | 76 | 473 | 107 | 216 | 114 | 0.673 | 0.307 | 0.20661
99801321 | NBG 100-80-160/165 | 4327 | 4 | 1.5 | 0.7 | 79 | 473 | 107 | 216 | 118.5 | 0.673 | 0.307 | 0.20661
99801323 | NBG 100-80-160/177 | 4438 | 4 | 2.2 | 0.7 | 89 | 473 | 107 | 216 | 133.5 | 0.673 | 0.307 | 0.20661
99801325 | NBG 125-80-160/146 | 4726 | 4 | 1.5 | 0.7 | 88 | 498 | 107 | 254 | 132 | 0.698 | 0.307 | 0.21429
99801326 | NBG 125-80-160/161 | 4940 | 4 | 2.2 | 0.7 | 100 | 518 | 107 | 254 | 150 | 0.718 | 0.307 | 0.22043
99801327 | NBG 125-80-160/175 | 5061 | 4 | 3 | 0.7 | 109 | 568 | 107 | 254 | 163.5 | 0.768 | 0.307 | 0.23578
99801328 | NBG 125-80-160/177 | 5391 | 4 | 4 | 0.7 | 113 | 568 | 145 | 254 | 169.5 | 0.768 | 0.345 | 0.26496
99801329 | NBG 125-80-200/164 | 6503 | 4 | 2.2 | 0.7 | 111 | 528 | 107 | 284 | 166.5 | 0.728 | 0.307 | 0.2235
99801330 | NBG 125-80-200/179 | 6949 | 4 | 3 | 0.7 | 121 | 598 | 107 | 284 | 181.5 | 0.798 | 0.307 | 0.24499
99801331 | NBG 125-80-200/196 | 6790 | 4 | 4 | 0.7 | 126 | 598 | 145 | 284 | 189 | 0.798 | 0.345 | 0.27531
99801332 | NBG 125-80-200/214 | 7329 | 4 | 5.5 | 0.7 | 162 | 668 | 145 | 284 | 243 | 0.868 | 0.345 | 0.29946
99801334 | NBG 125-80-200/222 | 7948 | 4 | 7.5 | 0.48 | 172 | 668 | 145 | 284 | 258 | 0.868 | 0.345 | 0.29946
99801336 | NBG 125-80-250/225 | 6825 | 4 | 5.5 | 0.7 | 181 | 668 | 145 | 319 | 271.5 | 0.868 | 0.345 | 0.29946
99801337 | NBG 125-80-250/270 | 8662 | 4 | 11 | 0.7 | 246 | 886 | 392 | 505 | 369 | 1.086 | 0.592 | 0.64291
99801338 | NBG 125-80-315/280 | 10427 | 4 | 11 | 0.7 | 280 | 884 | 460 | 565 | 420 | 1.084 | 0.66 | 0.71544
99801339 | NBG 125-80-315/305 | 10906 | 4 | 15 | 0.7 | 276 | 928 | 460 | 565 | 414 | 1.128 | 0.66 | 0.74448
99801340 | NBG 125-80-315/320 | 11729 | 4 | 18.5 | 0.7 | 318 | 950 | 460 | 565 | 477 | 1.15 | 0.66 | 0.759
99801341 | NBG 125-80-315/334 | 12312 | 4 | 22 | 0.7 | 368 | 988 | 460 | 565 | 552 | 1.188 | 0.66 | 0.78408
99801342 | NBG 125-80-400/347 | 15647 | 4 | 18.5 | 0.44 | 356 | 950 | 554 | 635 | 534 | 1.15 | 0.754 | 0.8671
99801343 | NBG 125-80-400/365 | 16034 | 4 | 22 | 0.44 | 407 | 988 | 554 | 635 | 610.5 | 1.188 | 0.754 | 0.89575
99801344 | NBG 125-80-400/397 | 17674 | 4 | 30 | 0.44 | 456 | 1053 | 554 | 635 | 684 | 1.253 | 0.754 | 0.94476
99801345 | NBG 125-80-400/419 | 21579 | 4 | 37 | 0.44 | 599 | 1133 | 554 | 635 | 898.5 | 1.333 | 0.754 | 1.0051
99801346 | NBG 125-80-400/438 | 21162 | 4 | 45 | 0.44 | 620 | 1133 | 554 | 635 | 930 | 1.333 | 0.754 | 1.0051
99801347 | NBG 125-100-160/160-140 | 5909 | 4 | 2.2 | 0.7 | 113 | 498 | 107 | 288 | 169.5 | 0.698 | 0.307 | 0.21429
99801348 | NBG 125-100-160/169 | 6061 | 4 | 3 | 0.7 | 125 | 568 | 107 | 288 | 187.5 | 0.768 | 0.307 | 0.23578
99801349 | NBG 125-100-160/176 | 6270 | 4 | 4 | 0.7 | 129 | 568 | 145 | 288 | 193.5 | 0.768 | 0.345 | 0.26496
99801350 | NBG 125-100-200/178 | 6363 | 4 | 4 | 0.65 | 136 | 598 | 145 | 288 | 204 | 0.798 | 0.345 | 0.27531
99801351 | NBG 125-100-200/211 | 6753 | 4 | 7.5 | 0.65 | 182 | 668 | 145 | 288 | 273 | 0.868 | 0.345 | 0.29946
99801352 | NBG 125-100-200/219 | 8423 | 4 | 11 | 0.65 | 238 | 886 | 381 | 480 | 357 | 1.086 | 0.581 | 0.63097
99801354 | NBG 125-100-250/245 | 9914 | 4 | 11 | 0.7 | 260 | 899 | 432 | 505 | 390 | 1.099 | 0.632 | 0.69457
99801355 | NBG 125-100-250/274 | 10577 | 4 | 15 | 0.7 | 259 | 943 | 432 | 505 | 388.5 | 1.143 | 0.632 | 0.72238
99801356 | NBG 125-100-315/279 | 11583 | 4 | 15 | 0.7 | 284 | 943 | 472 | 565 | 426 | 1.143 | 0.672 | 0.7681
99801357 | NBG 125-100-315/295 | 12333 | 4 | 18.5 | 0.7 | 325 | 965 | 472 | 565 | 487.5 | 1.165 | 0.672 | 0.78288
99801358 | NBG 125-100-315/312 | 12840 | 4 | 22 | 0.7 | 376 | 1003 | 472 | 565 | 564 | 1.203 | 0.672 | 0.80842
99801359 | NBG 125-100-400/334 | 14818 | 4 | 22 | 0.7 | 412 | 1003 | 566 | 635 | 618 | 1.203 | 0.766 | 0.9215
99801360 | NBG 125-100-400/360 | 16839 | 4 | 30 | 0.7 | 461 | 1068 | 566 | 635 | 691.5 | 1.268 | 0.766 | 0.97129
99801361 | NBG 125-100-400/375 | 20210 | 4 | 37 | 0.7 | 629 | 1148 | 566 | 635 | 943.5 | 1.348 | 0.766 | 1.0326
99801362 | NBG 125-100-400/395 | 20502 | 4 | 45 | 0.7 | 650 | 1148 | 566 | 635 | 975 | 1.348 | 0.766 | 1.0326
99801363 | NBG 125-100-400/415 | 22856 | 4 | 55 | 0.7 | 731 | 1224 | 566 | 635 | 1096.5 | 1.424 | 0.766 | 1.0908
99801364 | NBG 150-125-200/176-154 | 7850 | 4 | 5.5 | 0.7 | 203 | 683 | 145 | 323 | 304.5 | 0.883 | 0.345 | 0.30463
99801365 | NBG 150-125-200/196-180 | 8379 | 4 | 7.5 | 0.7 | 213 | 683 | 145 | 323 | 319.5 | 0.883 | 0.345 | 0.30463
99801366 | NBG 150-125-200/219 | 9140 | 4 | 11 | 0.7 | 277 | 901 | 452 | 565 | 415.5 | 1.101 | 0.652 | 0.71785
99801367 | NBG 150-125-200/226 | 9661 | 4 | 15 | 0.7 | 272 | 945 | 452 | 565 | 408 | 1.145 | 0.652 | 0.74654
99801368 | NBG 150-125-250/220 | 9652 | 4 | 11 | 0.62 | 283 | 899 | 472 | 605 | 424.5 | 1.099 | 0.672 | 0.73853
99801369 | NBG 150-125-250/236 | 10063 | 4 | 15 | 0.62 | 279 | 943 | 472 | 605 | 418.5 | 1.143 | 0.672 | 0.7681
99801370 | NBG 150-125-250/249 | 11121 | 4 | 18.5 | 0.62 | 320 | 965 | 472 | 605 | 480 | 1.165 | 0.672 | 0.78288
99801371 | NBG 150-125-250/262 | 11564 | 4 | 22 | 0.62 | 371 | 1003 | 472 | 605 | 556.5 | 1.203 | 0.672 | 0.80842
99801372 | NBG 150-125-250/269 | 13817 | 4 | 30 | 0.62 | 418 | 1068 | 472 | 605 | 627 | 1.268 | 0.672 | 0.8521
99801373 | NBG 150-125-315/275 | 12121 | 4 | 18.5 | 0.68 | 351 | 965 | 499 | 635 | 526.5 | 1.165 | 0.699 | 0.81433
99801374 | NBG 150-125-315/290 | 12763 | 4 | 22 | 0.68 | 402 | 1003 | 499 | 635 | 603 | 1.203 | 0.699 | 0.8409
99801375 | NBG 150-125-315/317 | 13624 | 4 | 30 | 0.68 | 450 | 1068 | 499 | 635 | 675 | 1.268 | 0.699 | 0.88633
99801376 | NBG 150-125-315/336 | 15197 | 4 | 37 | 0.68 | 618 | 1148 | 499 | 635 | 927 | 1.348 | 0.699 | 0.94225
99801377 | NBG 150-125-315/338 | 18142 | 4 | 45 | 0.68 | 638 | 1148 | 499 | 635 | 957 | 1.348 | 0.699 | 0.94225
99801378 | NBG 150-125-400/345 | 18573 | 4 | 37 | 0.55 | 649 | 1148 | 604 | 715 | 973.5 | 1.348 | 0.804 | 1.0838
99801379 | NBG 150-125-400/368 | 20167 | 4 | 45 | 0.55 | 670 | 1148 | 604 | 715 | 1005 | 1.348 | 0.804 | 1.0838
99801380 | NBG 150-125-400/392 | 20808 | 4 | 55 | 0.55 | 751 | 1224 | 604 | 715 | 1126.5 | 1.424 | 0.804 | 1.1449
99801381 | NBG 150-125-400/433 | 26625 | 4 | 75 | 0.55 | 815 | 1224 | 604 | 715 | 1222.5 | 1.424 | 0.804 | 1.1449
99801382 | NBG 150-125-400/438 | 28144 | 4 | 90 | 0.55 | 1120 | 1367 | 604 | 715 | 1680 | 1.567 | 0.804 | 1.2599
99801383 | NBG 200-150-200/210-158 | 9994 | 4 | 7.5 | 0.7 | 276 | 703 | 145 | 458 | 414 | 0.903 | 0.345 | 0.31154
99801384 | NBG 200-150-200/218-208 | 10488 | 4 | 11 | 0.7 | 328 | 921 | 549 | 680 | 492 | 1.121 | 0.749 | 0.83963
99801385 | NBG 200-150-250/226-214 | 13406 | 4 | 15 | 0.68 | 308 | 963 | 547 | 655 | 462 | 1.163 | 0.747 | 0.86876
99801386 | NBG 200-150-250/230 | 14297 | 4 | 18.5 | 0.68 | 350 | 985 | 547 | 655 | 525 | 1.185 | 0.747 | 0.8852
99801387 | NBG 200-150-250/242 | 14844 | 4 | 22 | 0.68 | 401 | 1023 | 547 | 655 | 601.5 | 1.223 | 0.747 | 0.91358
99801388 | NBG 200-150-250/262 | 17160 | 4 | 30 | 0.68 | 450 | 1088 | 547 | 655 | 675 | 1.288 | 0.747 | 0.96214
99801389 | NBG 200-150-250/275 | 19063 | 4 | 37 | 0.68 | 618 | 1168 | 547 | 655 | 927 | 1.368 | 0.747 | 1.0219
99801390 | NBG 200-150-250/282 | 20626 | 4 | 45 | 0.68 | 639 | 1168 | 547 | 655 | 958.5 | 1.368 | 0.747 | 1.0219
99801391 | NBG 200-150-315/275 | 22752 | 4 | 37 | 0.54 | 670 | 1181 | 595 | 715 | 1005 | 1.381 | 0.795 | 1.0979
99801392 | NBG 200-150-315/291 | 24205 | 4 | 45 | 0.54 | 691 | 1181 | 595 | 715 | 1036.5 | 1.381 | 0.795 | 1.0979
99801393 | NBG 200-150-315/310 | 24477 | 4 | 55 | 0.54 | 779 | 1257 | 595 | 715 | 1168.5 | 1.457 | 0.795 | 1.1583
99801394 | NBG 200-150-315/336 | 27347 | 4 | 75 | 0.54 | 842 | 1257 | 595 | 715 | 1263 | 1.457 | 0.795 | 1.1583
99801395 | NBG 200-150-400/343 | 31266 | 4 | 55 | 0.7 | 848 | 1257 | 630 | 765 | 1272 | 1.457 | 0.83 | 1.2093
99801396 | NBG 200-150-400/375 | 32311 | 4 | 75 | 0.7 | 911 | 1257 | 630 | 765 | 1366.5 | 1.457 | 0.83 | 1.2093
99801397 | NBG 200-150-400/394 | 33294 | 4 | 90 | 0.7 | 1190 | 1400 | 630 | 765 | 1785 | 1.6 | 0.83 | 1.328
99817787 | NBG 100-65-200/217 | 10638 | 2 | 30 | 0.7 | 306 | 999.5 | 322 | 405 | 459 | 1.1995 | 0.522 | 0.62614
99817788 | NBG 100-80-160/177 | 7657 | 2 | 18.5 | 0.7 | 200 | 831 | 288 | 360 | 300 | 1.031 | 0.488 | 0.50313
99817789 | NBG 125-100-200/203 | 16023 | 2 | 55 | 0.68 | 649 | 1211 | 381 | 480 | 973.5 | 1.411 | 0.581 | 0.81979
99817805 | NBG 125-80-250/247 | 7377 | 4 | 7.5 | 0.7 | 190 | 668 | 145 | 319 | 285 | 0.868 | 0.345 | 0.29946
99817806 | NBG 125-100-200/195 | 6724 | 4 | 5.5 | 0.65 | 173 | 668 | 145 | 288 | 259.5 | 0.868 | 0.345 | 0.29946
99817807 | NBG 125-100-315/334 | 14032 | 4 | 30 | 0.7 | 424 | 1068 | 472 | 565 | 636 | 1.268 | 0.672 | 0.8521